## Equipment
equipment_id | equipment_name | manufacturer | model_number | serial_number | asset_id
MA 757 | Key Tablet Deduster | Key | TD101 | 971289-1 | 06174
MA 1043 | Semi-automatic tablet testing system | Pharmatron | Smart test 50 | 301.0332 | 07684
MA 1583 | Magnehelic Gauge | Dwyer Instruments Inc. | 2300-0 | W39AD KM | 07719
MA 1946 | CFM NILFISK DUST COLLECTOR | NILFISK | 3156 | 13A1467
MA 641 | Mettler Tolledo Balance | Mettler Tolledo | ID #7 | 2858747/ Base: 2883535
MA 1973 | Temperature/Humidity Data Logger | OCEASOFT | COBALT X2 | E80C00002B94
MA 603 | Chart Recorder | Dickson | TH802 | 12156147
MA 1370 | Temperature and Humidity Data Logger | Omega | OM-CP-RHTemp101A | Q55181
MA 167 | Standard Weight - 25 kg |  |  |  | 07930
MA 348 | Chart recorder | Dickson | TH802 | 9204132
MA 236 | Labelling Machine | New Jersey machine Inc | 305 Colt | 52-674
MA 972 | Sifter | KCK Gardner | K 300 C | 46995/1
MA 1212 | Filler slats | Modular Packaging Systems, Inc. | MPS 151554A
MA 1148 | Scale | Radwag | AS-220-R2 | 474481 | 06770
MA 1405 | Magnehelic Gauge | Dwyer Instruments Inc. | 2300-0 | W03Z TC | 09539
MA 045 | Single Port Sample Thief |  | 0.45 CC, 5 ft |  | 05846
MA 257 | Scale | Mettler Toledo Inc. | CB150 | 16167346LD | 05665
MA 967 | Filler bags for Glatt | Glatt | OC1304873 | PN 5523
MA 1811 | Balance | Sartorius | Entris II | 38805910 | 07713
MA 635 | Gravure Roll printing machine for marker |  | ED1112205 | 1913406-1 | 08016
MA 1528 | Humidity Circular Charter | Dickson | TH8P2 | 16304992 | 09546
MA 1647 | Filter Bag for Methylphenidate HCl IR and DR Beads | Kavon Filter Products, Inc. | GPCG-15 (64 mesh 245 micron)
MA 2045 | Temperature/Humidity Data Logger | OCEASOFT | COBALT X2 | E80C00002C18
MA 1545 | 540 micron SS filter | Towner Filtration | CSS150-10SE-SC
MA 2086 | Temperature/Humidity Data Logger | OCEASOFT | COBALT X2 | E80C000027EB
MA 867 | stirrer | IKA | RW 20.n S1 | 8010994 | 07726
MA 1244 | 40 mesh screen for sifter | Sefar | 7100-2932-016-04
MA 1172 | Tablet Deduster | Key international | TDIOIWD | 3722-1 | 06807
MA 060 | Torque Tester | Secure Pak Digital |  | D-2241 | 07756
MA 844 | Balance | Radwag | AS220R2 | 415479
MA 1668 | Differential Pressure Gauge | Dwyer Instruments, Inc. | 2805 | 2E7Q.M4SE.NVZF.WH1L | 07948
MA 1934 | USA STANDARD TEST SIEVE | NEWARK WIRE CLOTH COMPANY | SIEVE 10 | USSTD70173
MA 217 | Pressure Gauge | Dwyer Instruments, Inc | 2300-0 | R070820GA18 | 05525
MA 351 | Screen for Fitz mill | Fitz Patrick co. | Hole size 0.187"Part1531-0187
MA 1466 | Slat Counter | Modular Packaging Systems, Inc. C.K. King Ltd. |  | SC4 No. 75 | 09885
MA 2091 | Temperature/Humidity Data Logger | OCEASOFT | COBALT X2 | E80C00002D19
MA 1654 | A.C. Unit | Johnson Control York | J3LBC00A6AA1A | NOG8167278 | 07901
MA 1749 | Liquid Sampler (4 Feet) | Globe Pharma | X 1-B Liquid Sampler |  | 07999
MA 2057 | Temperature/Humidity Data Logger | OCEASOFT | COBALT X2 | E80C00002BC7
MA 1510 | SPT Labeler | PES | PES-WL-100 0151 | 0151 | 09674
MA 770 | Stainless steel container | Polar Ware | 12 Y 11.47 L
MA 2118 | 25 Kilogram Weight | HEUSSER NEWEIGH/TROEMNER | N/A | N/A
MA 920 | Chart recorder | Dickson | TH8P2 | 15042021 | 07634
MA 1311 | Brush Applicator Inserter
MA 881 | Scale | Radwag | AS220.R2 | 418376
MA 1521 | Magnehelic Differential Pressure Gauge | Dwyer Instruments, Inc. | 2005 | W35AD-KV-2 | 07945
MA 1913 | Compressed Air Filter | MOTOR GUARD | M-60 | N/A
MA 505 | Tablet Hardness Tester | SCHLEUNIGER | 6D | 3881 | 05535
MA 1265 | Magnehelic Gauge | Dwyer Instruments Inc. | Innocal 2300-0 | CP200885 | 09532
MA 216 | Pressure Gauge | Dwyer Instruments, Inc | 2300-0 | R070820GA26 | 05526
MA 674 | Balance | Radwag | AS220/C/2 | 357050 | 07733
MA 153 | Stainless Steel Scoop | Vollrath | 46818 NSF
MA 329 | Manual Tablet compaction machine | Globe Pharma | MTCM-11 |  | 05681
MA 1691 | Dust Collector | Donaldson Company, Inc | DFO 2-8 |  | 07537
MA 1663 | Differential Pressure Gauge | Dwyer Instruments, Inc. | 2805 | 2E7Q.LY85.1YBP.WD4T | 07878
MA 1097 | JDA Induction Sealer | JDA Progress | DGYF-500A | AX501503304 | 06656
MA 724 | Bottle Unscrambler (114 Pheasant run) |  | Palace/CB 42/YO1H.25 | 4983
MA 1032 | Sieve # 60 | Sefar
MA 324 | Magnehelic Gauge | Dwyer Instruments Inc. | 2300-0 | CP37439 | 05593
MA 1442 | Cotton Inserter | Pharma pack | PIC-20 | IC1802098
MA 512 | Punch Height Check Unit | Fowler Digital Unit | Mitutoyo ID-S1012E | 10129968 | 05849
MA 268 | Tablet Deduster | Key international |  | TD1012030972 | 05615
MA 165 | Standard Weight - 25 kg |  |  |  | 07929
MA 1008 | Filler slats | Modular packaging systems |  | MPS 151570A
MA 1674 | Differential Pressure Gauge | Dwyer Instruments, Inc. | 2300-0 | W50AD MB | 07903
MA 385 | Chart recorder | Dickson |  | 09265109 | 05464
MA 853 | Sieve | SWECO | # 80 | 24B8A0800
MA 041 | Polishing Pan | Stokes | 100-VS | TA0594 | 07800
MA 835 | Digital Caliper | AMS | A-100 | 341029866 | 07810
MA 1966 | Nilfisk CFM Dust Collector | NILFISK | 3156 | 0300178
MA 685 | Filler slats |  |  | MPS081573-A
MA 466 | METAL DETECTOR | SAFE LINE | M#TABLEX | 77670
MA 1546 | AHU-101 | York International corporation | CP-89/ACF/33 | 96-111566-01
MA 1216 | Air Dryer | Gas Drying Inc. | PTBR P2J-H8 | RP2J CIR.8 | 06957
MA 1943 | CFM NILFISK DUST COLLECTOR | NILFISK | 3156 | 13A1469
MA 119 | Scrapper/SS Paddle |  | 4 feet
MA 1407 | Automatic Capsule Weighing Machine | ACG-PAM | Accura 100FF | Accura 100FF-037 | 07261
MA 911 | Tablet Friability Tester | Vanguard Pharmaceutical machinery | LIC-2 | 91411862 | 06432
MA 1340 | Humidity Circular Charter | Dickson | TH8P2 | 16283450 | 09537
MA 352 | Coating Pan | C.Skerman | 60" | 967 | 05712
MA 1514 | Label Printer | Zebra | ZT610 | 71J174803347 | 07360
MA 1928 | HVAC UNIT | LENNOX | KGB240S4BH2G | 5621B07122
MA 962 | Tablet Deduster | Key International Inc |  | SO-3720-2 | 07662
MA 1280 | Dehumidifier | DRI-EAZ | F203-A | 123396
MA 098 | Chart Recorder (Temp/RH) | Dickson | THDX | 3069621
MA 1949 | CFM NILFISK DUST COLLECTOR | NILFISK | 3151 | 07AC780
MA 521 | Tablet Friability Tester | Vanguard Pharmaceutical machinery | LIC-2 | 091009580 | 05786
MA 440 | Table Scale 8 kg/16 lb. | ADAM | CBK 16aH | AE 683157
MA 1011 | Tachometer | Nidec Shimpo American corp | DT-207LR | D1550097R | 07888
MA 1651 | Temperature and Humidity Chart Recorder | Chart Recorder | TH8P2 | 16355333
MA 2223 | Market Grade Test Sieve | NEWARK WIRE CLOTH COMPANY | N/A | MG40010
MA 558 | Tablet Press | Manesty | BB4 | M0136057
MA 1232 | 30 Mesh Screen for Sifter | Sefar | 7100-2932-006-04
MA 868 | Metal Detector | CEIA | THS/PH 21E-0005 | 21300229006 | 06391
MA 1360 | Isolator | Schaefer Technologies | Isolator | 0510-COMP-106 | 09512
MA 1705 | Magnehelic Gauge | Dwyer Instruments Inc. | 2300-0 | W50AD HM | 07872
MA 1642 | De-Humidifier (Heating and Cooling) Unit | Liebert | UH125AUAAM | 344727-002
MA 1451 | Humidity Circular Charter | Dickson | 2300-0 | W30U JH | 09544
MA 939 | Comil | Quadro | 196S | 196-0503 | 06441
MA 1450 | SS Jacketed Tank (150 Liters) | Feldmeier Equipment | 50/FV | 856699 | 05963
MA 1154 | Airflow/manometer (standard) | Fluke corporation | 922 | 34830055
MA 1624 | Floor Scale | Intelligent Tech Tee Accurate EM | 3-UHR-30EL-112 | UHR C00032 | 07681
MA 1579 | 20 MESH Screen | SEFAR INC | 7100-2932-004-01 | 20M
MA 1029 | Tablet Deduster | Key International |  | TDSO3721-1 | 07735
MA 1614 | Pressure gauge (Standard) | ASHCROFT | 436-07 | E535548 | 08011
MA 1792 | 145 micron Fluid Bed Dryer Bag For GPCG-15 | Kavon Filter Products | K# 040 | K4D.0220
MA 1194 | Metallic filter | Parker | CSS280
MA 2010 | SS Element Cylindrical 20"Length, 100 Micron (140mesh) | Core Filtration LLC | SS20-100CS6S-316-PASS | N/A
MA 130 | Steam Jacketed Kettle | Groen Mfg. Co | 30 | 30715 A | 05951
MA 1192 | Metallic filter | Parker | CSS280
MA 1326 | Digital Thermometer | Dwyer | DBTA3601 | N/A | 07694
MA 2112 | Hot Water Heater | RHEEM | G100-200 | A322301080
MA 562 | Hand screen 12" (Tests Sieve) | Newark wire cloth company | #20 mesh stainless steel | 11345673 | 05727
MA 1939 | HVAC UNIT | BRYANT | 580JE08N180A2A0AAA | 3321P32241
MA 1418 | Mixing Tank with Jacketed Loop | Lee Industries | CD9MT | B3026-A
MA 2050 | Temperature/Humidity Data Logger | OCEASOFT | COBALT X2 | E80C00002808
MA 2067 | Temperature/Humidity Data Logger | OCEASOFT | COBALT X2 | E80C00002C4E
MA 1813 | Dust Collector | Donaldson Company Inc | 2DF8 | IG355497-005 | 07877
MA 827 | Temperature and Humidity Recorder | OMEGA | OM-CP-RHTEMP 101A-CERT | P34240
MA 1736 | 5 Liter SS Container
MA 589 | Temperature/Humidity Chart Recorder | Dickson | TH802 | 11287010 | 05052
MA 2009 | Chiller, 155 Ton | TRANE | RTAC 1554 UZ0N UAFP | U14G09732
MA 2115 | Air Handling Unit (AHU) | Carrier | 48TJF016 | 3998F73890
MA 1693 | Traceable Triple Display Timer | Control Company | 5025 | 192225395
MA 819 | Temperature and Humidity Recorder | OMEGA | OM-CP-RHTEMP 101A-CERT | P34236
MA 1035 | Metal Detector | CEIA | THS/PH21E | 21500204003 | 07688
MA 1900 | Pressure Gauge | NORGREN | N/A | N/A
MA 232 | Pressure Gauge | Dwyer Instruments Inc. | 2300-0C (-.25 to +.25) | R071002WH30 | 05576
MA 1741 | SS Cartridge 10 gpm, 250 Micron | Pentair Residential Filtration LLC | SF250-9.8BC444DB
MA 1137 | Dickson chart recorder | Dickson | TH802 | 16202562
MA 1747 | Digital Indicator | Mitutoyo | S1012EX | S1012EX | 07637
MA 497 | Fitz mill Screen (#40 mesh) | Fitz mill | 1536.004
MA 214 | Pressure Gauge | Dwyer Instruments, Inc | 2300-0 | R0607264B27 | 05537
MA 050 | Single Port Sample Thief |  | 0.75 CC, 5 ft |  | 07819
MA 1087 | Chart Recorder | Dickson | TH8P2 | 16008103 | 07646
MA 025 | Dust Collector | Tourit | VS 500 | Ilt 063097 | 07758
MA 1779 | Master Flex L/S Pump | Cole Parmer | 7522.2 | L19004577 | 07682
MA 1204 | Floor scale | Sartorius | MIS1UR | 34366771 (display), 8034871163 (base) | 06848
MA 1493 | Chart Recorder | Dickson | TH8P2 (sensor: R200) | 16304997 (Sensor: 16304217) | 07867
MA 1824 | 12 Mesh Screen (Hand Screen) | W.S.Tyler | ASTM E11 Specification | 316528
MA 1292 | Autoclave | Tuttnauer | 3870E | 2508491 | 06043
MA 994 | Filler slats | Modular Packaging Systems |  | MPS27564
MA 1399 | Portable Chiller | VWR | 1160S | G28364 | 06185
MA 342 | Chart recorder | Dickson | TH802 | 8353103
MA 937 | Screen# 30 (sandwich screen) | SWECO | Part#24034M011 | N/A
MA 226 | Sugar Coating Pan | C.Skerman & Son's Ltd | 60" Coating Pan |  | 05802
MA 645 | Mettler Toledo Balance (60 kg) | Mettler Toledo | ID #7 | WB 182/Base 2370146
MA 459 | Hand Screen #18 Mesh | W.S.Tyler |  | 10366694
MA 1721 | Magnehelic Gauge | Dwyer Instruments Inc. | 2300-0 | W50AD KM | 07852
MA 1499 | Magnehelic Gauge | Dwyer Instruments Inc. | 2300-0 | W46AC JH | 09547
MA 1230 | Humidity Circular Charter | Dickson | TH8P2 | 16243729 | 06961
MA 197 | Spray Gun |  | SS/29957-005
MA 1574 | Tablet and Capsule Counter | Countec Co., Ltd | DMC-CQ2 | CT-CQ-080 | 08013
MA 991 | Filler slats | Modular Packaging Systems |  | MPS151554
MA 250 | Digital caliper | Mitutoyo | CD-6" CSX | 07031333 | 07807
MA 800 | Magnehelic Differential pressure gauge | Dwyer Instruments Inc. | 2300-0 | W03Z AT | 07727
MA 738 | Magnehelic Differential pressure gauge | DWYER | 2300-0 | W23Y TC | 07917
MA 1247 | 60 Mesh Screen for Sifter | Sefar | 7100-2932-016-05
MA 749 | Temperature and Humidity Recorder | OMEGA | OM-CP-RH Temp 101A | P06852
MA 2056 | Temperature/Humidity Data Logger | OCEASOFT | COBALT X2 | E80C00002988
MA 906 | Tablet hardness Tester | Schleuniger | Tablet Tester 6 D | 258
MA 1384 | Powder Filler | Pharma-Pack | PF-08V | PF17041 | 07208
MA 1502 | Ross Mixer | Charles Ross and Son Company | TE2/50 | 74440 | 09767
MA 1575 | Hand screen# 14mm (0.555 Inc. | VWR | US standard
MA 010 | Differential Pressure Gage | Dwyer Instruments
MA 134 | Feed Disc | Murkem | 1033575 B | 1112205 | 08015
MA 776 | Temperature and Humidity Recorder | Omega Engineer | OM-CP RH Temp 101A | P26359
MA 1983 | Temperature/Humidity Data Logger | OCEASOFT | COBALT X2 | E80C00002B93
MA 909 | Infrared Thermometer gun | control company | 4470 | 140637418 | 08042
MA 1385 | Powder Filler | Pharma-Pack | PF-08V | PF17042 | 07209
MA 985 | 100 % check weigher | ACG PAM LLC, INC | Accura 100 E | 9
MA 411 | Floor Scale | ADAM | GFK 330AH | AE8263
MA 1297 | Tablet Tooling Polisher | OTEC | DF-35 | 10020304 | 07075
MA 372 | Slat Counter Tablet/Capsules Filler | King Packaging | SC-6L |  | 05489
MA 1994 | Temperature/Humidity Data Logger | OCEASOFT | COBALT X2 | E80C00002971
MA 1227 | Induction Sealer | Automate Technologies | AM 250 | A-26440 | 06593
MA 914 | Handheld LED Digital Laser Tachometer | Shimpo Instruments | DT-207LR-S12 | D14B0132R | 07645
MA 872 | Air Compressor | Ingersoll | Sierra-H75A | TS5009U14218 | 06970
MA 1735 | 2 Liter SS Container
MA 1400 | SS Tank with Jacket 100 liters | LEE Industries | 100LU | C6742A | 05952
MA 1002 | Tablet compression Machine | Sejong | MRC 61D | ST 15698 | 06969
MA 1525 | Magnehelic Differential Pressure Gauge | Dwyer Instruments, Inc. | 2005 | W39AD-KV-3 | 07944
MA 114 | Differential Pressure Gauge | Dwyer Instruments
MA 1080 | Stainless steel screen for cone mill | Quadro engineering corp | (457)-2015-12
MA 1421 | Feeder/Canister Desiccant Inserter | Pharma-Pack | PIS-20 | ID1805308 | 07297
MA 1627 | Balance | Adam Equipment | CKT8H | AEA9055 | 07702
MA 1903 | Compressed Air Filter | MOTOR GUARD | M-60 | N/A
MA 1801 | Process Tank | Paul Mueller Company Vessel | 40646 | 341061-2 | 06190
MA 1118 | Stainless steel container with lid | Eagle stainless steel | CTH-30 (20 lit) | 21487
MA 725 | Packaging filler | Apack | 13123-CP-AS-FLF-FRM-1 | 12225 | 07593
MA 758 | Key Tablet Deduster | Key | TD101 |  | 06096
MA 1252 | Handheld Scanner | Symbol | MC92NO-GM0SYEQA6WR | 1624900501532
MA 792 | Digital solar powered Thermometer | DWYER | DBTA3401
MA 246 | Chart Recorder | Dickson | TH802 | 8101135
MA 1352 | Temperature and Humidity Data Logger | Omega | OM-CP-RHTemp101A | Q54120
MA 1972 | Temperature/Humidity Data Logger | OCEASOFT | COBALT X2 | E80C00002CC9
MA 1958 | Temperature/Humidity Data Logger | OCEASOFT | COBALT X2 | E70C00001983
MA 314 | Dust collector | Donaldson Torrit | SDF-4 | IG725908-001 | 05734
MA 327 | Magnehelic Gauge | Dwyer Instruments Inc. | 2300-0 | CP37442 | 05592
MA 127 | SS Screen for Sifter (Mesh Screen #25) | Sweco | SCRN STP 24" 28T NCH |  | 07028
MA 1854 | Scale | RLWS | 3x3BDP-1K/480Plus-2A | 140951/000038727
MA 2109 | Triple Display Timer | Control Company | 5025,90225-39 | 230137238
MA 1000 | Homogenizer | Silverson Machines Ltd. | L4R | 8815 | 05908
MA 1524 | Magnehelic Differential Pressure Gauge | Dwyer Instruments, Inc. | 2005 | W39AD-KV-2 | 07946
MA 1539 | 150 micron SS filter | Towner Filtration | CSS150-10SE-SC
MA 784 | Temperature and Humidity Recorder | Omega Engineer | OM-CP RH Temp 101A | P23525
MA 1313 | DP-100 De-dusting and Polishing Machine |  |  |  | 07651
MA 1453 | Deduster | Key International, Inc. | TD-101 | TD SO7041
MA 403 | Outserter | Thiele Technologies | 34-BOAM-1B | T7550A113
MA 1666 | Differential Pressure Gauge | Dwyer Instruments, Inc. | 2805 | 2E7Q.LPLT.NRT1.9QM7 | 07963
MA 1433 | Humidity Circular Charter | Dickson | TH8P2 | 16304192 Sensor: 16304229 | 07285
MA 1680 | NILFISK Dust Collector | NILFISK AMERICA | GB-933 | 32045802
MA 1045 | Dickson chart recorder | Dickson | TH8P2 | 15356050 (for sensor) 15357121 (for equipment) | 06686
MA 1517 | Label Printer | Zebra | ZT610 | 71J184000564 | 07370
MA 450 | Peristaltic Pump | Masterflex LS | 7523-80 |  | 05718
MA 975 | sieve # 80 | Sefar
MA 187 | Magnehelic Pressure Gauge | Dwyer Instruments |  |  | 05510
MA 1281 | Dehumidifier | DRI-EAZ | F203-A | 124354
MA 976 | sieve # 80 | Sefar
MA 952 | Hand screen # 30 | W. S Tyler |  | 11287055
MA 634 | Fair Banks Johnson Scale | Johnson Scale Co | H90-167-1 | H175688 | 05706
MA 1246 | 40 mesh screen for sifter | Sefar | 7100-2932-016-04
MA 705 | Magnehelic Differential pressure gage (for 114 pheasant run) | DWYER | 2300-0 | W13Y DR
MA 1999 | Temperature/Humidity Data Logger | OCEASOFT | COBALT X2 | E80C00002BBC
MA 1238 | Check Weigher | Mettler Toledo | XE3 | 9027211 | 09717
MA 957 | Scale | Radwag | WLC30/F1/R | 433405 | 07641
MA 1337 | Chart Recorder | Dickson | TH8P2 | 16283019 | 07174
MA 445 | METAL DETECTOR | SAFE LINE | 363 | 36020
MA 825 | Temperature and Humidity Recorder | OMEGA | OM-CP-RHTEMP 101A-CERT | P34238
MA 597 | Metal Detector-9 | FCC | FCC ID 13 U MET-9-MET-10 | 84847
MA 1598 | Humidity Circular Charter | Dickson | TH8P2 (sensor: R200) | 16340562 (sensor: 16339867) | 07832
MA 1959 | Temperature/Humidity Data Logger | OCEASOFT | COBALT X2 | E80C0000001B
MA 1718 | Magnehelic Gauge | Dwyer Instruments Inc. | 2300-0 | W50AD KM | 07856
MA 1554 | AHU-117 | York International corporation | CP-89/ACF/33 | 96-1115662001Q | 07961
MA 992 | Dust collector | Torit | 80 CAB | IG635149 | 07661
MA 1432 | Bundler (Wrapper / Shrink Tunnel) | Auto Pack | 45WLM25SC | 17C4866 / 17C4869 | 07308
MA 1033 | Stainless steel container |  | 30 L (SS container with lid) | 1902 | 07710
MA 1596 | Magnehelic Gauge | Dwyer Instruments Inc. | 2300-0 | W36AD LH | 07833
MA 1201 | Pressure gauge (Standard) | Thuemling Instrument group | 02-0011-X | MC031523 | 08009
MA 2070 | Temperature/Humidity Data Logger | OCEASOFT | COBALT X2 | E80C00002902
MA 1164 | Magnehelic Gauge | Dwyer Instruments Inc. | 2300-0 | W03Z JH | 07738
MA 1126 | Homogenizer (Laboratory Mixer) | Silverson Machines Ltd | AX5 | AX5/10187 | 06734
MA 614 | Sample Thief | Globe Pharma |  |  | 07668
MA 1745 | Co mill Screen | Quadro Engineering Corp | 196-0503
MA 1157 | Capsule Filling Machine | MG America | Planeta 100 | 6416 | 06787
MA 415 | Torque Tester | Secure Pack Inc | D-5625 | D-1701 | 05485
MA 2025 | USA STANDARD TEST SIEVE #80 | NEWARK WIRE CLOTH COMPANY | SS #80 | 080-0180NW0196
MA 1042 | Semi-automatic tablet testing system | Pharmatron | Smart test 50 | 301.0331 | 09716
MA 1628 | Scale | Adam | CKT8H | AEA90113 | 07772
MA 1552 | AHU- 115 | York International corporation | CP-89-AF/ACF/33 | 96-1115661501O | 07951
MA 2041 | 60 Liter Loose Lid Container | Eagle Stainless | ST-43 | ST-43-316L-J
MA 427 | Tablet/Capsule Counter | C.E.King Ltd | SC6L 252 | SC6L-N0252 | 05450
MA 1664 | Differential Pressure Gauge | Dwyer Instruments, Inc. | 2805 | 2E7Q.LPLT.NRT1.9QM7 | 07969
MA 1841 | Air Handling Unit | Integrated Cleanroom Technologies Pvt. Ltd | IAH-060 | 2512/1314/025
MA 1152 | Semi-automatic tablet testing system | Sotax/ Pharmatron | ST50 | 301.0430 | 06772
MA 765 | Stainless steel graduated pouring container | Polar Ware | T1064 2000 ml
MA 1503 | Screen | SWECO |  | 982U0431U
MA 208 | (FMC) Tablet Deduster | FMC | FTO-1A | NN 63998 883
MA 1412 | Traceable Thermometer | VWR | 23609-174 | 181050562
MA 2037 | COOLING TOWER #2 | SPX COOLING TECHNOLOGIES | MARLEY NC | NC8142GS-1011747-001-96
MA 088 | Screen for Fitz Mill | Fitz Mill | 1532-0027
MA 1817 | Magnehelic Gauge | Dwyer Instruments Inc. | 2300-0 | W50AD KM | 07768
MA 1350 | 30" Vibro Sifter | Cemach | Double Deck | 245/3 | 07221
MA 1682 | Dust Collector | Donaldson / Torit | VS 1200 | IG565242-001
MA 1538 | Lee Kettle | Lee Industries Inc. | 100 DIZT | A8733-B | 09768
MA 1308 | Co mill Screen | Quadro | Screen Solid Flare 196-0503 | 2F032R0252810044
MA 436 | Floor Scale 150 kg/330 lb. | ADAM | GFK 330 AH | AE 8266
MA 1979 | Temperature/Humidity Data Logger | OCEASOFT | COBALT X2 | E80C0000296C
MA 1733 | Torque Tester | Mecmesin | Vortex | 09-1026-11 | 07880
MA 1957 | Temperature/Humidity Data Logger | OCEASOFT | COBALT X2 | E70C00001B2C
MA 429 | Outserter Machine | A Berry Wehmiller Comp | 34:BOAM:18 | 10300
MA 1925 | 200 liter Stainless Steel Mixing Tank | Eagle Stainless Container INC | KTT-ST-565H-316L-J | N/A
MA 2069 | Temperature/Humidity Data Logger | OCEASOFT | COBALT X2 | E80C0000296E
MA 1635 | Standard Weight Box | Rice Lake | N/A | N/A
MA 1876 | ALNOR ANEMOMETER | TSI ALNOR | RVA 501 | RVA501631003
MA 1548 | AHU-104 | York International corporation | CP-912/ACF/20.5 | 96-1115660401D | 07955
MA 638 | ACEUS Labeling System | Premier Panel | 362P | 175111105
MA 599 | Chart Recorder | Dickson | TH802 | 12150013 | 05468
MA 1055 | Air Handling System | iclean | IAH-120 | 2540/1314/043 | 07796
MA 1641 | De-Humidifier (Heating and Cooling) Unit | Liebert | UH125AUAAM | 344727-001 | 07836
MA 442 | Cap Retorquer | AESUS SYSTEMS | DELTA RETORQUER-2C | 190610406 | 05456
MA 1764 | 150 Micron, 10" L, Silicone, 2-226 Spear Filter | Critical Process Filtration, Inc. |  | SC150C10B9S
MA 247 | Chart recorder | Dickson | TH802 | 8100235
MA 2047 | Temperature/Humidity Data Logger | OCEASOFT | COBALT X2 | E80C00002D95
MA 1429 | Labeler | Pharma-Pack | PLB-1120 | L1804840 | 07305
MA 1179 | Air Mixer | Arrow Engineering | A |  | 07905
MA 2034 | BOILER 102, BRYAN HOT WATER BOILER | BRYAN | RW1500-W-FDGO-WLX | 79144
MA 1058 | DYNO-Mill | Willy A Bachofen AG Maschinenfabrik | ECM AP05 | 150426 | 06759
MA 1785 | 245 Micron Fluid Bed Dryer Bag | Kavon | K# 04-C, 69 Mesh
MA 1699 | Traceable Timer | Control Company | 5025 | 192232225
MA 307 | 18" hand screen | Newark | 40# | US STD 70089 | 05788
MA 1336 | AHU-11 | I Clean |  | 4198G30749
MA 1125 | Purelab ultra analytic with pre-treatment unit | Ulga | Purelab Ultra analytic
MA 1415 | Tablet Counter | Pharmafill | TC4 | 108
MA 008 | Differential Pressure Gage | Dwyer Instruments
MA 960 | Rotary Tablet press | Sejong | MRC-49D | ST-14629 | 06968
MA 639 | Liquid Sampler 48" long | Globe Pharma | XIB | 179926156 | 05743
MA 1987 | Temperature/Humidity Data Logger | OCEASOFT | COBALT X2 | E80C0000284B
MA 322 | Magnehelic Gauge | Dwyer Instruments Inc. | 2300-0 | R080618WH17 | 05604
MA 1568 | Umang Pharma Tech Extruder | Umang Pharma Tech | UBRE 1.0mm |  | 08024
MA 325 | Magnehelic Gauge | Dwyer Instruments Inc. | 2300-0 | CP37440 | 05628
MA 671 | Balance | Radwag | AS220/C/2 | 336277 | 05783
MA 656 | Screen for Shifter #30 mesh | CEMACH Machineries | AMTS/12072/12-13 | 18-01-2012
MA 588 | Temperature/Humidity Chart Recorder | Dickson | TH802 | 11335251
MA 851 | sieve | Sweco | # 38
MA 1516 | Label Printer | Zebra | ZT610 | 18J1T0302793 | 07363
MA 269 | Chart recorder | Dickson | TH802 | 08/078193
MA 1905 | Compressed Air Filter | MOTOR GUARD | M-60 | N/A
MA 1915 | Compressed Air Filter | MOTOR GUARD | M-60 | N/A
MA 030 | Chart Recorder | Dickson |  | 5015133
MA 1006 | Bilayer Tablet press | Kambert Machinary Co. Pvt. Ltd | Expert-1-10DB | KEB-123-15-16 | 06660
MA 958 | Scale | Radwag | WLC30/F1/R | 433406
MA 990 | Infrared Thermometer gun | control company | 4470 | 150318960 | 08028
MA 1508 | Semi-Automatic Tube filler | REB Inc. | SVS-J | 1855 | 07911
MA 1890 | Triple Display TImer | Control Company | 5025 | 200623844
MA 255 | Scale (Max 60 Kg) | Adamas Equipment company | CFW 130 a | AE501010420
MA 2108 | Triple Display Timer | Control Company | 5025,90225-39 | 230137218
MA 837 | Digimatic Caliper | Mitutoyo | CD-6" ASX | 13339357 | 07892
MA 493 | Bench Scale | O'haus | Navigator NV2100 (NOB110)
MA 1107 | 60 Mesh Screen (Hand screen) | Fisher brand |  | 125024484
MA 1662 | Differential Pressure Gauge | Dwyer Instruments, Inc. | 2805 | 2E7Q.KS51.74DL.D335 | 07968
MA 370 | Outserter | Thiele | 34-000 | 75572 | 05496
MA 1658 | Slat Counter | Modular | MPS-48-10 M0605-037 | M0605-037 | 09729
MA 1786 | Walk-In Refrigerator | Environmental Specialties Inc. | ESI 12-24 CR | 317 | 09759
MA 563 | Hand screen 12" (Tests Sieve) | Newark wire cloth company | #25 mesh stainless steel | 11345674
MA 078 | Hand Screen USA Standard Test Sieve | Newark Wire
MA 1267 | Magnehelic Gauge | Dwyer Instruments Inc. | Innocal 2300-0 | CP200887 | 09535
MA 2090 | Temperature/Humidity Data Logger | OCEASOFT | COBALT X2 | E80C00002AC2
MA 1960 | UTLRASONIC | METTLER ELECTRONICS CORP. | ME 3L | 1221ZZJ000390
MA 1191 | Diaphragm Pump | Saniforce | 25G16A/1590 | A2085-766 | 07704
MA 948 | Hand screen # 25 | Fisher scientific
MA 1189 | Incubator | Thermo Scientific | 6856 | 221427-15 | 06134
MA 306 | 18" hand screen | Newark | 30# | US STD 71030 | 05729
MA 280 | Scale | ADAMS | CBK 16aH | AE68268
MA 1268 | Magnehelic Gauge | Dwyer Instruments Inc. | Innocal 2300-0 | CP200892 | 07865
MA 1381 | U.S.A. Standard Test Sieve No. 16 | Tyler W.S. Tyler |  | 125213054
MA 2093 | BRYANT 5-TON RTU | BRYANT | 582KE06A110A2A0AAA | 0123C07899
MA 1410 | Traceable Thermometer | VWR | 23609-174 | 170865004
MA 1971 | Temperature/Humidity Data Logger | OCEASOFT | COBALT X2 | E80C00002888
MA 1991 | Temperature/Humidity Data Logger | OCEASOFT | COBALT X2 | E80C0000287D
MA 2071 | Temperature/Humidity Data Logger | OCEASOFT | COBALT X2 | E80C00002C33
MA 1997 | Temperature/Humidity Data Logger | OCEASOFT | COBALT X2 | E80C00002D9A
MA 1950 | Powdersafe 700 Series Ductless Enclosure | Air Clean System | AC775C | AC775C-776
MA 690 | Filler slats |  |  | MPS-6154
MA 1711 | De-dusting and Polishing Machine | Pharmaceutical & Allied Machinery Company | P+amDP-100 | DP-1144
MA 1625 | Balance | Adam Equipment | CKT8H | AEA90118 | 07754
MA 2110 | Triple Display Timer | Control Company | 5025,90225-39 | 230137239
MA 1541 | Chart Recorder | Dickson | TH8P2 (sensor: R200) | 16335587 (Sensor 16330841) | 08030
MA 998 | Chart recorder | Dickson | R 200 | 15246001 | 07795
MA 695 | Screen for Shifter #30 mesh | Chemach Machinery LTD | AMTS/12072/12-13 | 18-01-2012
MA 426 | Bottle Unscrambler | Omega Design Corp. | 3D-ERP2-18/P32693 | J18897
MA 1053 | Scale | Sartorius | IW2P1U-30-ED-L | 32363051 | 07674
MA 907 | Tablet hardness Tester | Schleuniger | Tablet Tester 6 D | 1593
MA 987 | Filter bag for Glatt | Kavon filter products company | GPCG-15 2A | K.4.555.0815
MA 1783 | IR Thermometer | DIGI-SENSE | 20250-05 | 19266957 | 08002
MA 1322 | Digital Thermometer | Dwyer | DBTA3601 | N/A
MA 1751 | Filler Slats Merrill 8-up | Modular Packaging Systems | MPS 191937-A
MA 1907 | Compressed Air Filter | MOTOR GUARD | M-60 | N/A
MA 1547 | AHU- 103 | York International corporation | CP-87/ACF/30 | 96-1115660301C | 07956
MA 1825 | 12 Mesh Screen (Hand Screen) | W.S.Tyler | ASTM E11 Specification | 316526
MA 1511 | Label Printer | Zebra | ZT610 | 71J183700396 | 07638
MA 640 | Fluid Bed System | GLATT | WST/a 30/60 | 5523 | 05589
MA 2104 | Triple Display Timer | Control Company | 5025,90225-39 | 230137150
MA 1438 | Canister Desiccant Inserter | Pharma-Pack | PIS-20 1D1804307 | ID1804307 | 07311
MA 1910 | Pressure Gauge | NORGREN | N/A | N/A
MA 1228 | Chart Recorder | Dickson | TH8P2 | 16243721
MA 1085 | Hand screen (sieve # 60) | WSTYLER
MA 2058 | Temperature/Humidity Data Logger | OCEASOFT | COBALT X2 | E80C00002CB0
MA 1732 | CDM Tablet Deduster | Creative Design & Machine, Inc. | LS-100 | 97-131
MA 283 | Stirrer |  | 27 inch long |  | 07696
MA 1177 | Quick Drying Machine | Retsch | TG200 | 1214270829 | 09514
MA 1175 | Tablet Deduster | Key international | TDIOIWD | 3723-2 | 06790
MA 492 | Bench Scale 150 g x 0.001 g | O'haus | Advanture AR 1530 | F2951201260131
MA 1591 | Scale | Sartorius Combics | CAPP14-250GG-Lu | 8037371164 | 07753
MA 052 | Single Port Sample Thief |  | 0.8 CC, 5 ft |  | 08001
MA 759 | Retaining basket GPG 15/30 for Glatt FBP | Glatt Air Techniques, INC | OC1304353 | PN5523(2)
MA 1740 | SS Cartridge 10 gpm, 250 Micron | Pentair Residential Filtration LLC | SF250-9.8BC444DB
MA 340 | Tablet Deduster | CEMACH | GMP | 1359/9
MA 171 | Hand Fill Capsule Filling Machine (Size 0) | Crophurm | M100-OELF | M1034
MA 1176 | Single port sampling thief | Globe Pharma | Model I(Single sample design) |  | 07822
MA 1551 | AHU- 109 | York International corporation | CP-89/ACF/36 | 96-1115660901T | 07953
MA 622 | Temp/ Humidity Recorder (Data Logger) | Omega Engineer | OM-CP RH Temp 101A | N78656
MA 530 | Scale | Mettler Toledo | SG16001 | 1121031408 | 05772
MA 1036 | Metal Detector | CEIA | THS/PH21E | 21500204004 | 07677
MA 289 | Hardness tester | Key international | HT-300 | 762
MA 431 | Standard Weight - 25 kg |  |  | 25SQ | 07933
MA 734 | Temperature and Humidity Recorder | OMEGA | OM-CP-RH Temp 101A | P07327
MA 2049 | Temperature/Humidity Data Logger | OCEASOFT | COBALT X2 | E80C00002906
MA 1463 | Magnehelic Differential Pressure Gauge | Dwyer Instruments Inc | 2300-0 | W 15X TK | 07779
MA 966 | Filler bags for Glatt | Glatt
MA 1978 | Temperature/Humidity Data Logger | OCEASOFT | COBALT X2 | E80C00002D48
MA 163 | Standard Weight- 10 kg |  |  |  | 07926
MA 845 | Balance | Radwag | AS220R2 | 415472 | 06498
MA 980 | Semi-automatic tablet testing system | Pharmatron | smart test 50 | 301.286/2015 | 06499
MA 617 | Mechanical Sifter |  | 20" |  | 05634
MA 477 | Floor Scale | Doran Scale Inc | 7000 M | 713403 | 05545
MA 772 | Table Top Rotary Tablet Press | Globe Pharma | VERSA/II BD | 12012008/ 20963 | 07906
MA 1447 | Clamping Conveyor (Lateral) | Pharma pack | PVC-01B | VC1802237 | 07774
MA 2028 | BONNET FILTER 200 MICRON | SEFAR | FBE 500 C | BMECFLTRO482 (Part no.)
MA 2029 | CHILLER 101, YORK CENTRIFUGAL CHILLER | YORK | YKQCPCH3-CXC | SHEM-110320
MA 1190 | Precision stainless steel tank | Precision stainless Inc. | 500 L | 4109-6 | 07802
MA 1321 | Chart Recorder | Dickson | TH8P2 | 16253348 (Sensor 16251926) | 07739
MA 1730 | Infrared Gun | Control Company | 4470 | 192403998 | 08029
MA 1637 | 5 ft. Long Triplicate Unit Dose Blend Sampling Thief | Globe Pharma | V (Triplicate - Sample Design) Unit-Dose |  | 07621
MA 2032 | CHILLER 104, YORK CENTRIFUGAL CHILLER | YORK | YKDRDRQ5-CMGS | SGWM637930
MA 839 | Digital Caliper | Mitutoyo | CD-8" ASX | 13475675 | 07656
MA 471 | Thermometer | WIKAI T1.30 | Range 0 - 250 F
MA 1706 | Chart Recorder / Sensor | Dickson | TH8P2 / R200 | 16359709 / 16364412 | 07866
MA 887 | Cone mill Screen | Globe Pharma |  | 2A032R02528 (813)
MA 023 | Coating Pan | Vector/ Hi-counter | HC-48160 | 43415 HCT-181 | 5721
MA 1213 | Magnehelic Pressure Differential Gauge (Standard) | DWYER Instruments, Inc. | 2300-0-NIST | W07AC SW | 08008
MA 1082 | Air handling unit | I clean | I AH-60 | 03417/1415/192 | 07939
MA 1868 | Vertical Tablet Deduster | Kramer | E2000/500 | 3.450
MA 516 | Sample Thief | Globe Pharma |  |  | 05857
MA 666 | Tablet Hardness Tester | Dr. Schleuniger | 6D | 4106
MA 761 | Filter bag for Glatt FBP | KAVON | K4.555.0913 | 1A and 1B
MA 305 | 18" hand screen | Newark | 20# | US STD 70060
MA 1700 | Traceable Triple Display Timer | Control Company | 5025 | 192232199
MA 401 | Magnehelic Differential Pressure Gauge | Dwyer | 2300-0 | W30U DO | 07746
MA 1248 | 60 Mesh Screen for Sifter | Sefar | 7100-2932-016-05
MA 1414 | Weighing Box | Heusser Neweigh |  | HN5762 | 07887
MA 1710 | CoMill | Quadro | 1965 | 196-0881/1997 | 09735
MA 918 | Chart Recorder | Dickson | TH802 | 15044000
MA 1441 | Check Weigher | Mettler Toledo | XSCC 35007289 | 35007289 | 07314
MA 1770 | Check-Weigher | Garvens Automation Gmbh | E3 | 333025 | 07592
MA 321 | Magnehelic Gauge | Dwyer Instruments Inc. | 2300-0 | R080618WH36 | 05629
MA 1361 | Temperature and Humidity Data Logger | Omega | OM-CP-RHTemp101A | Q40150
MA 1530 | Humidity Circular Charter | Dickson | TH8P2 | 16335591 | 09541
MA 1713 | Filter Bag for Loperamide HCl Capsules, USP | Kavon Filter Products, Inc. | Style 555-PEC (20-30 CFM)
MA 886 | Cone mill screen | Globe Pharma |  | 2A024R01823 (610)
MA 1296 | Multi Channel Stirrer | Jeio Tech | MS-32M | S069440 | 06653
MA 25 | Dust Collector | Tourit | VS 550 | Ilt 063097 | 07758
MA 955 | Hot plate | VWR | VMS-C 10 S1 |  | 06381
MA 323 | Magnehelic Differential pressure gage | DWYER | 2300-0 | R080718WH33 | 05602
MA 478 | Floor Scale | Doran Scale Inc | 7000 M | 713738 | 05544
MA 977 | Semi-automatic tablet testing system | Pharmatron | smart test 50 | 301.283/2015 | 06496
MA 1722 | Filler Slats 48-10 | Modular Packaging Systems | MPS 192243A
MA 1372 | Temperature and Humidity Data Logger | Omega | OM-CP-RHTemp101A | Q55939
MA 2023 | Single 10" long 226 cartridge filter housing T style | Micro Vantage/Core Filtration LLC | 1SFH1-C226-1TC25-11E | 275646-001
MA 525 | Chart Recorder | Dickson | TH802 | 11031195 | 05538
MA 593 | Screen for Sweco #40 mesh | Sweco | 24B8A040T
MA 764 | Stainless steel graduated pouring container | Polar Ware | T1064 2000 ml
MA 1601 | Chart Recorder | Dickson | TH8P2 (sensor: R200) | 16342167 (Sensor: 16343143) | 07716
MA 1348 | Temperature and Humidity Data Logger | Omega | OM-CP-RHTemp101A | Q53494
MA 2113 | Air Handling Unit (AHU) | BRYANT | 580JE14D224A2A0ADA | 3521P34150
MA 290 | Hardness tester | Key international | HT-300 | 926
MA 339 | Tablet Deduster | CEMACH | GMP | 1359/8
MA 1354 | Temperature and Humidity Data Logger | Omega | OM-CP-RHTemp101A | Q54125
MA 1845 | AHU-8 | I Clean |  | G041541015 | 07982
MA 1808 | Balance | Sartorius | Entris II | 38805276 | 07722
MA 1124 | Slats | Modular packaging systems |  | MPS 111508A
MA 1613 | Pressure gauge (Standard) | ASHCROFT | 2436-10 | E544633 | 08010
MA 963 | Tablet/capsule counter | RX count corporation irvine California | RX4 | 41196 | 07776
MA 1003 | Filler bags for Glatt | Kavon filter products company | GPCG-15 4A | K-4555.1015
MA 1478 | King Slat Counter | C.E. King Ltd | SC300/36 | 202801
MA 847 | Newark sieve | Newark wire cloth company | Sieve # 80 | USSTD70113
MA 1188 | chart recorder | Dickson | TH802 | Sensor-R 200 s/n-16219181, S/N 16221552
MA 1602 | Diaphragm Pump | Graco in | Saniforce 1040 | A0215318 | 07664
MA 235 | Powder Filling Machine | AMS | A-100 | A100101 (1211086) | 05476
MA 1391 | Induction Sealer | Automate Technologies | AM-250 | A27344 | 07198
MA 1655 | Dust Collector | Donaldson Company, Inc. | DF02-2 | 2862876-002 | 07902
MA 1445 | In-Line Cap Retorquer | Pharma-Pack | PCL-15MC1804389 | C1804389 | 07318
MA 2098 | 18 PC Weight Set | Troemner | 18 PC Wt. Set/NA | 59434
MA 1083 | Air handling unit | I clean | I AH-80 | 2540/1314/045 | 07940
MA 1933 | Digital Aerosol Photometer with Generator | Air Technique International | 2I | Base: 38610, Probe: 38632
MA 1937 | KARDEX REMSWARE TOOLING STORAGE | KARDEX REMSTAR | VLM MODEL 2150 X 864 X 6050
MA 791 | Tablet Thickness sorter |  | 8 lane
MA 1325 | Digital Thermometer | Dwyer | DBTA3601 | N/A | 07648
MA 661 | Tablet Hardness Tester | Dr. Schleuniger | 6D | 4201
MA 1540 | 150 micron SS filter | Towner Filtration | CSS150-10SE-SC
MA 601 | Chart Recorder | Dickson | TH802 | 12143115 | 05597
MA 1220 | Air Handler AHU-112 | York | YCP910AF | 96-111566121L | 07960
MA 1293 | Globe Pharma Cone Mill | Globe Pharma | GPCM-197 | 011-32840 | 07125
MA 1374 | Temperature and Humidity Data Logger | Omega | OM-CP-RHTemp101A | Q55941
MA 1249 | 60 Mesh Screen for Sifter | Sefar | 7100-2932-016-05
MA 1168 | Tablet Press | Sejong | MRC-49D/61D | ST-15699 | 06792
MA 1504 | Screen | SWECO |  | 982U0431U
MA 1383 | Unscrambler | Pharma-Pack | PU-12U | BU17011 | 07207
MA 1488 | Imprinting Cylindrical Roll with logo "V 59" | Printing Cylindrical Roll with logo "V 59" |  | Design Serial# N-6960 | 08019
MA 905 | Tablet hardness Tester | Schleuniger | Tablet Tester 6 D | 256
MA 316 | Dust collector | Donaldson Torrit | SDF-4 | IG603662 | 05733
MA 1986 | Temperature/Humidity Data Logger | OCEASOFT | COBALT X2 | E80C00002ABE
MA 1936 | Slats | THOMAS PACKING SYSTEM | N/A | ENGRAVE SLAT 194001
MA 1476 | CGMP V Blender | Cybernetik Technologies Pvt. Ltd. | 20 Cu. Ft. | MAP098010000-1 | 09723
MA 970 | Chart recorder | Dickson | TH8P2 | 15093032 (Sensor) 15069147 (Equipment) | 07748
MA 1219 | Air Handler AHU-111 | York | YCP910AF | 96-1115661101K | 06951
MA 1198 | single port sampling thief | Globe Pharma | Model XVII |  | 07824
MA 1100 | Liquid Transfer Pump Master | Cole Parmer | 7523-90 | 825042 | 07883
MA 747 | Filler slats |  |  | MPS 13156A
MA 1819 | SS-316, wire cloth,100X100 mesh,0.006” | McMASTER-CARR
MA 1996 | Temperature/Humidity Data Logger | OCEASOFT | COBALT X2 | E80C00002C98
MA 689 | Filler slats |  |  | MPS091560A
MA 1543 | Chart Recorder | Dickson | TH8P2 (sensor: R200) | 16335590 (sensor 16330859) | 08032
MA 295 | Balance | Voyager | VID110 | C043015696
MA 1670 | Differential Pressure Gauge | Dwyer Instruments, Inc. | 2805 | W45AD KV | 07967
MA 095 | Screen for Fitz Mill | Fitz Mill | 15320024 (#00)
MA 768 | Stainless steel container | Polar Ware | 8 Y 7.84 L
MA 1606 | Tablet Deduster | Key International | TD-101 | TD-SO-7036-2 | 07847
MA 1077 | Self cleaning sieve # 24 T | Sweco
MA 1609 | Tablet Deduster | Key International | TD-101 | TD-SO-7039-1 | 07848
MA 1828 | Peristaltic pump | Watson Marlow | 704U/R |  | 07897
MA 1149 | Semi-automatic tablet testing system | Sotax/ Pharmatron | ST50 | 301.0427 | 06776
MA 1068 | Tablet compression Machine | BVA Hydraulics (Globe pharma) | MTCM-II | 11681937
MA 888 | Air mixer | Arrow engineering Co.Inc | A | N\A | 07705
MA 2103 | Triple Display Timer | Control Company | 5025,90225-39 | 230137151
MA 1081 | Air handling unit | I clean | I AH-120 | 2540/1314/042 | 07938
MA 908 | Non-contact Tachometer | NIDEC-SHIMPO AMERICA Corp. | DT-207LA | D1440054R | 08035
MA 318 | Magnehelic Differential pressure gauge | Dwyer Instruments Inc. | 2300-0 | R080730WH56 | 05621
MA 1162 | Hand Screen | W.S Tyler |  | 163629695
MA 056 | Single Port Sample Thief |  | 2.0 CC, 4 ft |  | 07672
MA 1089 | Chart Recorder | Dickson | TH8P2 | 16008104 | 07689
MA 687 | Filler slats |  |  | MPS-111512-A
MA 509 | Tablet Press | Sejong | MRC-36N | OT 200001-01 | 05610
MA 1849 | AHU-13 | I Clean |  | 1610G40646 | 07986
MA 1251 | Filter Bag for Glatt 30 | Kavon | GPCG-15 10A and GPCG-15 10B | K4.555.1016
MA 1108 | 20 Mesh Screen (Hand screen) | W.S. Tyler |  | 827043
MA 337 | Tablet Deduster | CEMACH | GMP | 1359/6
MA 288 | Auto coater Accela cota 60" | Thomas Engineering Inc. | Accela Cota 60-D | 60-691 | 05572
MA 2074 | Temperature/Humidity Data Logger | OCEASOFT | COBALT X2 | E80C00002C4B
MA 1317 | Chart Recorder | Dickson | TH8P2 | 16253342 (Sensor 16251890) | 07763
MA 1475 | CGMP V Blender | Cybernetik Technologies Pvt. Ltd. | 75 Cu. Ft. | MAP098030000-1 | 09722
MA 1688 | Sejong 49 Station Rotary Tablet Press | Sejong | MRC-49D-AWC | ST17860 | 07764
MA 1584 | Magnehelic Gauge | Dwyer Instruments Inc. | 2300-0 | W39AD MB | 07717
MA 482 | Bench Scale | A & D Corp | GF 200 | 14690066 | 05928
MA 1145 | Scale | Adam | CBK 16aH | AE6831015
MA 1274 | Dehumidifier | DRI-EAZ | F203-A | 101572
MA 1720 | Magnehelic Gauge | Dwyer Instruments Inc. | 2300-0 | W49AD LH | 07853
MA 1600 | Humidity Circular Charter | Dickson | TH8P2 (sensor: R200) | 16340565 (sensor: 16338573) | 07721
MA 270 | Granulator | Collette | Gral 300 | 87MG 300112 | 05542
MA 2052 | Temperature/Humidity Data Logger | OCEASOFT | COBALT X2 | E80C00002D50
MA 739 | Magnehelic Differential pressure gauge | Dwyer Instruments Inc. | 2300-0 | W06YEB | 07698
MA 1186 | pH Meter | Mettler Toledo | seven excellence | B415493049 | 06383
MA 1980 | Temperature/Humidity Data Logger | OCEASOFT | COBALT X2 | E80C0000296D
MA 801 | Magnehelic Differential pressure gauge | Dwyer Instruments Inc. | 2300-0 | W03Z AT | 07724
MA 1911 | Compressed Air Filter | MOTOR GUARD | M-60 | N/A
MA 2116 | 25 Kilogram Weight | HEUSSER NEWEIGH/TROEMNER | N/A | N/A
MA 1318 | Electric Hand Held Capper | Swan-Matic | C530 | 317E0097
MA 655 | Screen for Shifter #60 mesh | CEMACH Machineries | AMTS/12074/12-13 | 18-01-2012
MA 1717 | Magnehelic Gauge | Dwyer Instruments Inc. | 2300-0 | W49AD LH | 07858
MA 1344 | Temperature and Humidity Data Logger | Omega | OM-CP-RHTemp101A | Q53002
MA 515 | Hardness Tester | Key International Inc. | PTB301 | 6433
MA 903 | Tablet hardness Tester | Schleuniger | Tablet Tester 6 D | 621
MA 936 | Tablet thickness sorter | Production equipment Inc. | TCS-8 | 82-036
MA 1169 | Tablet Press | Sejong | MRC-61D | ST-15700 | 06791
MA 2081 | Temperature/Humidity Data Logger | OCEASOFT | COBALT X2 | E80C00002D33
MA 1505 | Electronic Torque tester | Secure Pak | Digital | D-5759 | 07782
MA 1409 | Basket Extruder | Umang Pharmatech Pvt. Ltd. | UDRE-200 | 1 | 06363
MA 017 | Low Shear Granulator Mixer | Hobart | H600 | 11-327-998 | 06173
MA 999 | Chart recorder | Dickson | R 200 | 15246002 | 07797
MA 1791 | Traceable Triple Display Timers | Control Company | 5025 | 192235997
MA 1005 | Mixing Tank | Keith Machinery | 25 gal/316 SS | 855-B | 07703
MA 1878 | Magnehelic Differential Pressure Gauge | Dwyer Instruments, Inc. | 2310 | W18AECC
MA 879 | Scale | Radwag | WLC30/F1/K | 426284 | 07784
MA 728 | Tablet Press | Natoli Engineering Company | NP-100 45 station | NPI-0905 | 07801
MA 2063 | Temperature/Humidity Data Logger | OCEASOFT | COBALT X2 | E80C00002B81
MA 1931 | Chart Recorder | DICKSON | TH8P2 | 19035645
MA 678 | Screen for Shifter #20 mesh | SEFAR |  | 7100-2932-004-01
MA 1653 | Freezer (-20° C) | Thermo Fisher Scientific Revco | UGL2320A21 | 116948201120720 | 09656
MA 729 | Induction Sealer | Automate Technologies | AM-250 | A26874 | 07472
MA 1135 | Dickson chart recorder | Dickson | TH802 | 16202567
MA 1604 | Lux Meter | Digi-sense | 20250-00 | 180902567 | 07997
MA 871 | Metal Detector | CEIA | THS/PH 21E-0005 | 21300229009 | 06389
MA 215 | Pressure Gauge | Dwyer Instruments, Inc | 2300-0 | R070820GA7 | 05536
MA 1075 | Sieve # 40 | Sefar
MA 576 | Balance | Radwag | AS 220/C/2 | 332181/11 | 05625
MA 506 | Hygro-Thermometer | Thermo Works Inc. | 2500 2626/1620 | 8103797
MA 1323 | Digital Thermometer | Dwyer | DBTA3601 | N/A | 07647
MA 043 | Single Port Sample Thief |  | 0.30 CC |  | 07818
MA 2088 | Temperature/Humidity Data Logger | OCEASOFT | COBALT X2 | E80C00002C03
MA 407 | Digital Micrometer | Mitutoyo | MDC-1" SB | 85297429
MA 798 | Stainless steel container NSF | NSF | 60 Quart |  | 07708
MA 1590 | Scale | Sartorius Combics | CAPP14-250GG-Lu | 8037371162 | 07680
MA 643 | Mettler Tolledo Balance (150 kg) | Mettler Tolledo | ID #7 | 2734918/ Base: 2883537
MA 1426 | Rotary Screw-On Capper | Pharma-Pack | PCR-2510 | CR1803157 | 07302
MA 027 | Chart Recorder | Dickson | THDX | 5021219
MA 2111 | Hot Water Heater | RHEEM | G100-200 | A292300584
MA 1349 | Temperature and Humidity Data Logger | Omega | OM-CP-RHTemp101A | Q53496
MA 1113 | 40 Mesh Screen (Hand screen) | Hogentogler & Co., Inc. |  | 131110668
MA 1571 | Humidity Circular Charter | Dickson | TH8P2 (Sensor: R200) | 16341420 (Sensor 16338595) | 07839
MA 684 | Tablet Friability Tester | Vanguard Pharmaceuticals | LIC-2 | 91208718 | 05569
MA 637 | Gravure Roll printing machine for marker |  | FD1112205 | 1913644 | 08017
MA 1992 | Temperature/Humidity Data Logger | OCEASOFT | COBALT X2 | E80C00002C61
MA 946 | Hand screen # 40 | VWR |  | 40SS8F227014
MA 1236 | AHU-134 | York | XFO-075X099-JJQL146A | CBWMXI0100 | 06949
MA 1306 | NIST Weight | Heusser Neweigh | N/A | HN6166 | 07896
MA 878 | Digital caliper | Mitutoyo | CD-6” CSX | 10358174 | 07812
MA 2102 | Triple Display Timer | Control Company | 5025,90225-39 | 230137152
MA 1134 | Humidity Circular Charter | Dickson | TH8P2 | 16202566 | 07657
MA 575 | Balance | Metter | AE-240 | G 50496
MA 2222 | Slats | Modular | N/A | 27564S
MA 892 | Chart recorder | Dickson | TH802
MA 1454 | Insulation Tester | Megger | MIT310N | MIT310EN101703871
MA 1689 | Sejong 49 Station Rotary Tablet Press | Sejong | MRC-49D-AWC | ST17863
MA 1709 | Tool Polisher | OTEC | DF40 | 40/130010 | 07871
MA 449 | Fitz mill Screen | Fitz mill | DAS06/1532 0050
MA 799 | Magnehelic Differential pressure gauge | DWYER | 2300-0 | W23YFH | 07728
MA 723 | Loading Turntable | Apacks | TT-ASS-40LD-SNGI 34 LH | 12227
MA 1496 | Magnehelic Gauge | Dwyer Instruments Inc. | 2300-0 | W11AD JH | 09529
MA 1343 | Torque Tester | Secure Pack | D-5626 | D-5626 | 07780
MA 889 | Scale | Mettler Toledo | KCC150 | 2483053
MA 1224 | Capper Machine | Kapsall | E4 Capper | 4337 | 06966
MA 1917 | Compressed Air Filter | MOTOR GUARD | M-60 | N/A
MA 2008 | Capsule Check Weigher | ACG PAM | ACCURA 100 FF
MA 1586 | Pressure Differential Gauge | Dwyer Instruments, Inc. | 23300-0 | W36AD LH | 07715
MA 1388 | Check-Weigher | Mettler Toledo | XE2 | 34005272 | 07212
MA 1768 | Diaphragm Pump | Graco, Inc. | FD1111 | A0215149 | 07666
MA 1063 | Filter bag for Glatt | Kavon | GPCG-15 | K4C.0216 (9A and 9b)
MA 1309 | Co mill Screen | Quadro | Screen Solid Flare 196-0503 | 2F024R0182310044
MA 1341 | Air Handler-105 | York | YCP-910-AF B-Series | 96-1115660501E
MA 1109 | 8 Mesh Screen (Hand screen) | W.S. Tyler |  | 152927486
MA 1777 | Screen W/EDGING 60 Mesh HCA-9404-1 (with hole) | Freund Vector Corporation | HCA-9404-1
MA 1962 | SS MIXING VESSEL (100L) | LEE INDUSTRIES INC. | 100LU | C7178A
MA 164 | Standard Weight - 20 kg |  |  |  | 07928
MA 315 | Dust collector | Donaldson Torrit | SDF-2-8 | IG712342-001 | 05735
MA 1877 | Magnehelic Differential Pressure Gauge | Dwyer Instruments, Inc. | 2605 | W18AETS
MA 2055 | Temperature/Humidity Data Logger | OCEASOFT | COBALT X2 | E80C00002B5D
MA 1037 | Metal Detector | CEIA | THS/PH21E | 21500204005 | 07743
MA 1608 | Tablet Deduster | Key International | TD-101 | TD-SO-7038-2 | 07915
MA 1430 | Clamping Conveyor (Lateral) | Pharma pack | PVC-01B | VC1803238 | 07306
MA 1056 | Air Handling System | iclean | IAH-120 | 2540/1314/044 | 07798
MA 1799 | 200L Jacketed SS Tank | Letsch Corporation | 34025 | 5854-2 | 09764
MA 1685 | 60 Liter Stainless Steel Container | Eagle Stainless | ST-43 |  | 07711
MA 145 | Capsule Filling Machine change part | Harro Flige | Size 1
MA 1044 | LDCS III Vector Coater Machine | HI-COATER VECTOR CORPORATIONS | LDCS-5 | HCT-29345053 | 05935
MA 537 | Chart Recorder | Dickson | TH802 | 11010221
MA 1728 | Manual Inspection Hood | Eisai Machinery | M1H-1 | EMO-0270 | 06124
MA 940 | Digital caliper | Mitutoyo | CD-6” CSX | 12357049 | 07751
MA 1387 | Check-Weigher | Mettler Toledo | XE2 | 34500271 | 07211
MA 1523 | Magnehelic Differential Pressure Gauge | Dwyer Instruments, Inc. | 2005 | W39AD-CC-1 | 07942
MA 1542 | Chart Recorder | Dickson | TH8P2 (sensor: R200) | 16335589 (sensor 16330857 | 08030
MA1449 | Bundler (Wrapper/ Shrink Tunnel) | Autopack | 45WLM25SC | 17C4868
MA 1822 | 14 Mesh Screen (Hand Screen) | W.S.Tyler | ASTM E11 Specification | 316529
MA 183 | Magnehelic Pressure Gauge | Dwyer Instruments |  | Suite #8
MA 1512 | Label Printer | Zebra | ZT610 | 71J183700390 | 07367
MA 416 | Thickness Sorter | DART Control Inc | TCS-4 | 96-131
MA 408 | Mixer & Tank (190L Tank) | Lighting Mixers & Agitators | HP 25 A | Q57410-1 | 05705
MA 309 | 18" hand screen | Newark | 80# | US STD 70102 | 05686
MA 1582 | Magnehelic Gauge | Dwyer Instruments Inc. | 2300-0 | W36AD MP | 07718
MA 504 | Tablet Hardness Tester | SCHLEUNIGER | 6D | 1204 | 05684
MA 668 | Metal Detector |  | THS/PH21E | 21100247005 | 05613
MA 1887 | Triple - Display Timer | Control Company | 5025 | 200623830
MA 1181 | Friability Tester | Vanguard Pharmaceutical Machinery, INC | LIC-2 | 91604942 | 07741
MA 1940 | Chart Recorder | DICKSON | TH8P2 | 19032055
MA 1752 | Co mill Screen Solid Flare for 196S | Quadro | 2F040G03122341
MA 570 | Chart recorder | Dickson | TH802 | T2584-9364
MA 188 | Coating Pan | Thomas Engineering | Accela Coat 48" | 158500 | 05573
MA 1656 | Electric Boiler | Fulton Boiler Works | FB-030-L | 38391
MA 1358 | Temperature and Humidity Data Logger | Omega | OM-CP-RHTemp101A | Q54130
MA 1231 | Chart Recorder | Dickson | TH8P2 | 16243052 | 09545
MA 763 | Traceable Hygrometer Thermometer Dew point | Control Company | 4085 | 130303145 | 07632
MA 1778 | Screen W/EDGING 60 Mesh (Flat) | Freund Vector Corporation | HCA-8026-8
MA 1737 | Mini Crimp | Capmatic | Mini Crimp | CT 19102704 | 07913
MA 373 | Capping Machine | KAPS-All Capper | A | 2102 | 05492
MA 1661 | Differential Pressure Gauge | Dwyer Instruments, Inc. | 2805 | 2E7Q.LR5F.D36Z.UWPV | 07970
MA 954 | Screen for Quadro co mill (# 30) | Quadro | 2F024R018282310044* (610)
MA 1390 | Re-Torquer / Inline Screw Capper | Pharma-Pack | PC-15M | CR17071 | 07099
MA 1622 | Hot Plate | Thermo Scientific | HP131535 | 1757090919209 | 06215
MA 481 | Floor Scale | A & D Corp | GP 60 K | 14708390 | 05800
MA 1952 | Temperature/Humidity Data Logger | OCEASOFT | COBALT X2 | E80C00000040
MA 828 | Tablet Deduster | Key International | TD101WD | SO 2007-01 | 07744
MA 856 | pH meter | VWR Symphony | SB70P | D01306 | 07898
MA 1335 | Pressure Differential Gauge | Dwyer | 2300-0 | W46ACJH | 07760
MA 256 | Scale | Adams Equipment Company | CFW 130 a | AE340950339 | 05462
MA 592 | Screen for Sweco #40 mesh | Sweco | 24B8A040T
MA 2036 | COOLING TOWER #1 | SPX COOLING TECHNOLOGIES | MARLEY NC | NC8142GS-101747-001-96
MA 779 | Temperature and Humidity Recorder | Omega Engineer | OM-CP RH Temp 101A | P26341
MA 1004 | Filter bag for Glatt | Kavon filter products company | GPCG-15 5A | K-4555.1015
MA 494 | Thermometer -20°C to 120°C | WIKA | 30090D006G-422-I2
MA 1899 | Compressed Air Filter | MOTOR GUARD | M-60 | N/A
MA 1974 | Temperature/Humidity Data Logger | OCEASOFT | COBALT X2 | E80C00002C60
MA 659 | Screen for Shifter #16 mesh | CEMACH Machineries | AMTS/12070/12-13 | 18-01-2012
MA 080 | Chart Recorder (T/RH) | Dickson | THDX | 05102091
MA 1595 | Magnehelic Gauge | Dwyer Instruments Inc. | 2300-0 | W39AD KM | 07837
MA 1716 | Magnehelic Gauge | Dwyer Instruments Inc. | 2300-0 | W50AD KM | 07859
MA 1866 | 1 Gram Weight | RICE LAKE | N/A | 9151
MA 880 | Scale | Radwag | AS220.R2 | 418385
MA 400 | Magnehelic Differential Pressure Gauge | Dwyer | 2300-0 | W30U DO | 05517
MA 1342 | Torque Tester | Secure PAK | Digital Torque Tester | D-5625 | 07749
MA 1681 | Fitz mill Comminuting Mill | The Fitzpatrick Company | DAS06 | 8528 | 09732
MA 1916 | Pressure Gauge | NORGREN | N/A | N/A
MA 1151 | Semi-automatic tablet testing system | Sotax/ Pharmatron | ST50 | 301.0429 | 06774
MA 1156 | Sieve # 40 | Sefar Inc
MA 1356 | Temperature and Humidity Data Logger | Omega | OM-CP-RHTemp101A | Q54127
MA 1763 | 100 Micron, 10" L, Silicone, 2-226 Spear Filter | Critical Process Filtration, Inc. |  | SC999C10B9S
MA 1428 | In-Line Cap Retorquer | Pharma-Pack | PCL-15M | C1804388 | 07304
MA 1363 | Temperature and Humidity Data Logger | Omega | OM-CP-RHTemp101A | Q50869
MA 1947 | CFM NILFISK DUST COLLECTOR | NILFISK | 3151 | 00AC780
MA 974 | sieve # 30 | Sefar
MA 621 | Temp/ Humidity Recorder (Data Logger) | Omega Engineer | OM-CP RH Temp 101A | N78654
MA 2035 | BOILER 103, BRYAN STEAM BOILER | BRYAN | RV700-S-15-FDG-LX | 79512
MA 1846 | AHU-9 | I Clean |  | G032250879 | 07983
MA 227 | Sugar Coating Pan | C.Skerman & Son's Ltd | 60" Coating Pan |  | 05803
MA 087 | Stainless Steel Container |  | 50 L
MA 802 | Magnehelic Differential pressure gauge | DWYER | 2300-0 | W03Z JH | 07723
MA 1473 | GMP Freezer (MZ-54) | Thermo Electron Corporation | ULT2586-9-A40 | P09S-238720-PS | 09522
MA 866 | Tablet Deduster | Key International Inc |  | 2594-3 | 06385
MA 1403 | Steam Boiler | Fulton Boiler | ICS-10 | PV134 MM | 07916
MA 2089 | Temperature/Humidity Data Logger | OCEASOFT | COBALT X2 | E80C00002A56
MA 1518 | Label Printer | Zebra | ZT610 | 71J184000563 | 07371
MA 1073 | Air handling unit | I clean | I AH-060 | 03417/1415/191 | 07937
MA 864 | Tablet Deduster | Key International Inc |  | 2594-1 | 06386
MA 018 | Hardness Tester | Key International, Inc. | HT300 | 1442
MA 2020 | Combics Weighing Platform | Minebea Intec | CAAPP1-150IG-S | 43267238
MA 1465 | Induction Sealer | Automate Technologies | AM-250 | A26441 | 06595
MA 1765 | 100 Micron, 20" L, Silicone, 2-226 Spear Filter | Critical Process Filtration, Inc. |  | SC999C20B9S
MA 1964 | Nilfisk Dust Collector | NILFISK | VHW 440 | 3820154600353
MA 2083 | Temperature/Humidity Data Logger | OCEASOFT | COBALT X2 | E80C00002BC3
MA 1715 | Mettler Toledo Analytical Balance | Mettler Toledo | XP105DR | 1126212256 | 09660
MA 1427 | Induction Sealer | Enercon | Super Seal EAP18AS017 | EAP18APS017 | 07303
MA 343 | Multiple port sample thief | Globe Pharma | Model I |  | 05730
MA 1477 | Quadro Co mill Screen | Quadro Engineering Corp. | CM-197 | 2A187Q05042
MA 355 | Coating Pan | C.Skerman | 60" | 987 | 05714
MA 1034 | Metal Detector | CEIA | THS/PH21E | 21500204002
MA 1793 | PC1 Cleaning/Diaphragm pump | Wyeth GxP | P2/SPPP/TS/TF/STF903 | 20629253 | 07910
MA 1001 | Filter bag for Glatt | Kavon filter products company | GPCG-15 3B | K-4555.0815
MA 1375 | Temperature and Humidity Data Logger | Omega | OM-CP-RHTemp101A | Q55942
MA 1612 | Tablet Deduster | Key International | TD-101 | TD-SO-7040-2 | 07851
MA 1166 | Sieve # 20 | Sefar Inc
MA 1440 | Tablet/Capsule Counter | Pharma pack | PP-12 | P1803737
MA 1099 | Delta Range Scale | Mettler Toledo | AG204 DR | 112044208 | 05017
MA 736 | Temperature and Humidity Recorder | OMEGA | OM-CP-RH Temp 101A | N98919
MA 1758 | Capper | Kapsall | A 4490 | 4490 | 09755
MA 387 | Chart recorder | Dickson |  | 09292128 | 05811
MA 1982 | Temperature/Humidity Data Logger | OCEASOFT | COBALT X2 | E80C00002D2C
MA 865 | Tablet Deduster | Key International Inc |  | 2594-2 | 06387
MA 2054 | Temperature/Humidity Data Logger | OCEASOFT | COBALT X2 | E80C00002C21
MA 199 | Spray Gun |  | SS/29957-005
MA 2221 | Slats | Modular | N/A | 192226A
MA 1366 | Temperature and Humidity Data Logger | Omega | M-CP-RHTemp101A | Q55162
MA 1884 | Countec Counting Machine | Countec | DMC-CQ2 | CT-CQ-170
MA 1826 | Sieve # 35 | Newark Wire Cloth Company | 307007 | USSTD70106
MA 947 | Hand screen # 16 | VWR |  | 16SS8F224193
MA 103 | Screen for Fitz Mill | Fitz Mill | 1531-0500 (5)
MA 1153 | Pressure Differential Gauge (standard) | Dwyer Instruments Inc. | 2310 | W27ABCF | 08007
MA 1456 | Blender | Cybernetik Technologies Pvt. Ltd. | 20 Cu. Ft. | MAP098010000 | 07364
MA 568 | Mini Press-II | Globe Pharma | MP-2PC10 | 1204168/5877 | 05925
MA 1184 | Gauge block set | Mitutoyo | No. 516-103-26 | 1604759 | 07918
MA 1282 | Dehumidifier | DRI-EAZ | F203-A | 111004
MA 1095 | Stainless steel container with lid | Eagle stainless steel | CTH-30 (20 lit)
MA 160 | Sample Thief |  |  |  | 07825
MA 302 | Metal detector | Safeline | 363 | 25170
MA 299 | Balance | Mettler Toledo | B154 | 1117470160
MA 953 | Screen for Quadro co mill (# 20) | Quadro | 2F032R0252810044* (813)
MA 1616 | Sifter | CEMACH | CMSM30 | 245/1 | 07670
MA 1396 | Gravure Roll | Markem Image |  | 1913644-1 | 08018
MA 1754 | Liquid Manufacturing Storage Vessel | Lee Industries, Inc. | 1500L0 | 14214-23
MA 981 | Screen for Co mill | Globe Pharma |  | 2A062G03123139 (1575)
MA 375 | Kaps Re-torquer | Kaps-All | FE4 | 5172 | 05494
MA 469 | Thermometer | WIKAI T1.30 | Range 0 - 250 F
MA 1362 | Temperature and Humidity Data Logger | Omega | OM-CP-RHTemp101A | Q50348
MA 1101 | Magnetic Hotplate | Corning | PC-320 | 440893 | 05719
MA 312 | Mini capsule sorter | Pam | MCS-100 | MCS 423 | 05598
MA 2043 | Generator Unit | Generac | SD750 | 3007632203
MA 836 | Digimatic Caliper | Mitutoyo | CD-6" ASX | 13339317
MA 433 | Standard Weight - 5 kg
MA 1923 | Magnehelic Pressure Gauge | Dwyer Instruments INC | 2300-0 | W46AC JH
MA 766 | Stainless steel graduated pouring container | Polar Ware | T1065 5000 ml
MA 2030 | CHILLER 102, YORK CENTRIFUGAL CHILLER | YORK | YKQCPCH3-CXC | SHEM-110190
MA 797 | Stainless steel container NSF | NSF | 60 Quart |  | 07707
MA 1995 | Temperature/Humidity Data Logger | OCEASOFT | COBALT X2 | E80C00002D2B
MA 1789 | Traceable Triple Display Timers | Control Company | 5025 | 192235974
MA 1459 | Tablet Drilling Laser System | Scantech | TDLS M150C | 11718N1280 | 09503
MA 1223 | Hand Screen 60 Mesh | Newark Wire Cloth Co. | US STD Screen #60 316 SS | USSTD70002
MA 691 | Filler slats |  |  | MPS-131503-A
MA 1150 | Semi-automatic tablet testing system | Sotax/ Pharmatron | ST50 | 301.0428 | 06778
MA 1218 | Compressor | Kobelco | KNW AO-B/H | 05H0396 | 06959
MA 1065 | Standards gauge block set for thickness sorter | Mitutoyo | No. 516-913-26 | 405468 | 08014
MA 950 | Hand screen # 12 | Fisher scientific |  | 97310510
MA 1897 | Magnehelic Differential Pressure Gauge | Dwyer Instruments INC | 2300-0 | N/A
MA 1222 | Air Handler AHU-114 | York | CP-89 | 96-11156611401N | 06952
MA 917 | Hot plate | Fisher scientific |  | C1892100607639 | 06120
MA 1207 | Chart Recorder | Dickson | TH8P2 | 16231931, sensor-16229726 | 09534
MA 821 | Temperature and Humidity Recorder | OMEGA | OM-CP-RHTEMP 101A-CERT | P34232
MA 2017 | Triple Display Timer | Control Company | 5025,90225-39 | 210779826
MA 874 | Twin shell dry blender (1 cu.ft) | Patterson Kelley |  | 436047 | 06250
MA 1072 | Air handling unit | I clean | I AH-060 | 03417/1415/190 | 07936
MA 2076 | Feed Disc For Printing Machine | MARKEM CORPORATION | Not Provided | 1112098
MA 1829 | Yamada Diaphragm Pump |  | NDF-15FPS Drum Pump | A94264 | 07659
MA 096 | Stainless Steel Hand Screen | Newark Wire Cloth Co. |  |  | 05694
MA 1853 | Scale | RLWS | 3x3BDP-1K/480Plus-2A | 141384/000038743
MA 2079 | Temperature/Humidity Data Logger | OCEASOFT | COBALT X2 | E80C000027F0
MA 1240 | Hot Air Blower | Speedy Dryer | V-1000X | 561013 04-17 | 07693
MA 1809 | Balance | Sartorius | Entris II | 38805277 | 07643
MA 2061 | Temperature/Humidity Data Logger | OCEASOFT | COBALT X2 | E80C000027EE
MA 850 | sieve | Sweco | # 40 | 24B8A040T
MA 1634 | Standard Weight Box | Rice Lake | N/A | N/A | 09622
MA 107 | Stainless Steel Container |  | 10 L
MA 166 | Standard Weight - 10 kg SS |  |  |  | 07927
MA 457 | Sample Thief | Globe Pharma |  |  | 07889
MA 1345 | Temperature and Humidity Data Logger | Omega | OM-CP-RHTemp101A | Q53490
MA 1346 | Temperature and Humidity Data Logger | Omega | OM-CP-RHTemp101A | Q53492
MA 1550 | AHU-108 | York International corporation | YCP-89/ACF/36 | 96-1115660801H | 07952
MA 1904 | Pressure Gauge | NORGREN | N/A | N/A
MA 996 | Digital solar-powered bimetal Thermometer | DWYER Instruments, INC | DBTA 3601 | N/A | 07794
MA 620 | Temp/ Humidity Recorder (Data Logger) | Omega Engineer | OM-CP RH Temp 101A | N78653
MA 1893 | Triple Display Timer | Control Company | 5025 | 200623855
MA 755 | Key Tablet Deduster | Key | TD101 | 2041399A | 07806
MA 1531 | Humidity Circular Charter | Dickson | TH8P2 | 16335592 | 09548
MA 841 | Air compressor | Ingersoll | Sierra-HH75W | TS1744000160 | 05851
MA 1114 | 30 Mesh Screen (Hand screen) | Hogentogler & Co., Inc. |  | 131110667
MA 320 | Magnehelic Gauge | Dwyer Instruments Inc. | 2300-0 | R080717WH14 | 05603
MA 1677 | Biological Safety Cabinet | Thermo Scientific | 1300 Series Class II, Type A2 1387 | 185467-3102 | 08041
MA 1932 | 10 inch Stainless Steel Cylindrical Cartridge 230 Micron | CORE FILTRATION | SS10-230CS6S-316-PASS | N/A
MA 1195 | Humidity Circular Charter | Dickson | TH8P2 sensor: R200 | 16221406, sensor:16219190 | 07697
MA 722 | 6 spindle capper | Apacks | ICAS-FRM-3ST-110MM | 12228
MA 855 | Disintegration Tester | Vanguard Pharmaceutical machinery | LIJ-2 | 514031426 | 06358
MA 961 | Tablet Deduster | Key International Inc |  | SO-3720-1 | 07737
MA 1687 | 70 Gallon SS Process Tank (Lightnin Mixer) | Process Solutions | VT 70 | 11893 | 07785
MA 2099 | Triple Display Timer | Control Company | 5025, 90225-39 | 230137171
MA 1359 | Temperature and Humidity Data Logger | Omega | OM-CP-RHTemp101A | Q54155
MA 984 | Filter bag for Glatt | Kavon filter products company | GPCG-15 A | K.555.0715
MA 330 | Tablet Thickness sorter | Production equipment INC. | TCS-4 | 91-088
MA 636 | Tablet Deduster | TD101-WD | TD101-WD | E103716-05
MA 1725 | Unit-Dose Liquid Samoke Thief (6ft) | Globe Pharma
MA 1760 | Filler Slats Merrill 8-up | Thomas Packaging Systems | 091560-8
MA 600 | Chart Recorder | Dickson | TH802 | 12156148 | 05502
MA 1848 | AHU-12 | I Clean |  | 4198F75876 | 07985
MA 354 | Coating Pan | C.Skerman | 60" | 986 | 05713
MA 019 | Blender without Intensifier Bar | Patterson Kelley | 10 cu.ft Twin Shell Blender | PED-209 6843A | 05700
MA 1052 | Scale | Sartorius | IW2P1U-30-ED-L | 32363070 | 07660
MA 790 | JDA Induction sealer | JDA |  | AX501109547 | 05108
MA 1676 | Magnehelic Gauge | Dwyer Instruments Inc. | 2300-0 | W50AD KM | 07874
MA 1404 | Lab - cast Table Top Tape Caster | HED international Inc | TC-101M - LC | 14201
MA 1615 | Magnehelic Gauge | Dwyer Instruments Inc. | 2300-0 | W39AD MP | 07826
MA 1446 | Labeler | Pharma-Pack | PLB-1120 L1803839 | L1803839 | 07319
MA 1513 | Label Printer | Data Max.Oneil | I Class | 20363119 | 05504
MA 1702 | Traceable Timer | Control Company | 5025 | 192232222
MA 1790 | Traceable Triple Display Timers | Control Company | 5025 | 192235975
MA 1347 | Temperature and Humidity Data Logger | Omega | OM-CP-RHTemp101A | Q53493
MA 053 | Single Port Sample Thief |  | 1.0 CC, 5 ft |  | 07815
MA 982 | Screen for Co mill | Globe Pharma |  | 2A040G03122329 (1016)
MA 1332 | Panasonic Pharmaceutical Refrigerator | Panasonic | MPR-1014R | 13020010 | 07139
MA 583 | Stainless Steel Container
MA 234 | Rotary Tablet Press | Pennoult | 900-513.2 | T663006 | 05554
MA 524 | Tablet Friability Tester | Vanguard Pharmaceutical machinery | LIC-2 | 091101608 | 05726
MA 1138 | Scale | Sartorius | IW2P1U-30ED-L | 33463066 | 06768
MA 1050 | Filter bag for Glatt | Kavon | GPCG-15, 245 mic, 69 mesh | K4C.1115 8A and 8B
MA 465 | Hand Screen #25 Mesh | W.S.Tyler |  | 09306993
MA 221 | Pressure Gauge | Dwyer Instruments, Inc | 2300-0 | R07096GA44 | 05521
MA 1704 | Chart Recorder | Dickson | TH8P2 | 16359709 / 16364412 | 07904
MA 1827 | Sieve # 35 | Newark Wire Cloth Company | 307007 | USSTD71046
MA 1564 | Fitz Mill Screen | Fitz Mill | 1532-0020 |  | 07951
MA 1867 | Vertical Tablet Deduster | Kramer | E92-500 | 1.490
MA 1086 | Dickson chart recorder | Dickson | TH802 | 15075110
MA 1392 | Labeler | Pharma-Pack | PL-112U | L17082 | 07197
MA 1402 | Co mill Screen | Quadro | Screen Solid Flare | 2F040G03122341
MA 398 | Magnehelic Differential Pressure Gauge | Dwyer | 2300-0 | W30U JH | 05511
MA 1895 | Magnehelic Differential Pressure gauge | Dwyer Instruments Inc. | 2300-0 | N/A
MA 1254 | Handheld Scanner | Symbol | MC92NO-GM0SYEQA6WR | 1624900501501
MA 1844 | AHU-7 | I Clean |  | G041541014 | 07981
MA 1580 | 50 MESH Screen | SEFAR INC | 7100-2932-004-01 | 50M
MA 378 | Induction Sealer | Enercon Industry corp
MA 229 | Hand Fill Capsule Machine | Custom Capsule Pvt.Ltd |  | FB-3958 | 07895
MA 1105 | 12 Mesh Screen (Hand screen) | W.S. Tyler |  | 142927097
MA 473 | Tablet Deduster | Key International Inc. | TD101WD | 2101200-1 | 05807
MA 898 | Hand screen # 18 | VWR |  | 18SS8F307977
MA 498 | Tablet Press | Sejong Pharmatech Co Ltd | Sejong MRC-36 | ST-06111 | 05748
MA 024 | Fluid Bed Dryer | Aeromatic Alt | T-3 | T-3/20014
MA 1774 | Metal Detector | CEIA | THS/PH21E | 31002300004
MA 2114 | Air Handling Unit (AHU) | Carrier | 48TJE012-63370-1 | 3200G30840
MA 2022 | VCL Series Dust Collector | United Pharmatek LLC | VCL-210 | 1475
MA 743 | Electronic Torque tester | Secure pak | Digital | D-4945 | 07757
MA 1320 | Dew Point Meter | EXTECH Instruments | 445715 | Z351889 | 07633
MA 1812 | Balance | Sartorius | Entris II | 38603120 | 08005
MA 048 | Single Port Sample Thief |  | 0.60 CC, 5 ft |  | 05896
MA 2040 | 60 Liter Loose Lid Container | Eagle Stainless | ST-43 | ST-43-316L-J
MA 1007 | Hot plate (R&D) | VMS-C10 | VMS-C10S1
MA 2051 | Temperature/Humidity Data Logger | OCEASOFT | COBALT X2 | E80C00002BAC
MA 1276 | Dehumidifier | DRI-EAZ | F203-A | 103872
MA 1927 | HVAC UNIT | CARRIER | 48A3D020ANG641HH | 3321U46295
MA 487 | Bench Scale | A & D Corp | GF 200 | 14690067 | 05564
MA 915 | Multiport sample thief (R&D) | Globe Pharma |  |  | 07890
MA 168 | Standard Weight - 25 kg |  |  |  | 07931
MA 049 | Single Port Sample Thief |  | 0.75 CC, 4 ft |  | 05859
MA 1784 | IR Thermometer | DIGI-SENSE | 20250-05 | 19266954
MA 919 | Chart recorder | Dickson | TH8P2 | 15042020 | 07725
MA 1092 | True RMS clamp meter | Fluke | 373 | 33290465 | 08037
MA 105 | Stirrer |  | Air Stirrer |  | 08004
MA 313 | Chart recorder | Dickson | TH802 | 08017315 | 05702
MA 121 | Dust Collector | Torrit | 64 | 196928 | 05474
MA 2064 | Temperature/Humidity Data Logger | OCEASOFT | COBALT X2 | E80C00002C2E
MA 1776 | Peristaltic Pump Master flex L/S | Cole Parmer |  | 825047 | 07882
MA 1327 | Inline Retorquer | AESUS | ECO CAP IV | 169700505C | 07133
MA 1690 | Slat Filler | Merril Penvault | 72-16-ADH | 592 | 07581
MA 884 | Incubator | VWR International | 1525 | 3064209 | 08027
MA 1679 | Metal Detector | CEIA | THS/PH21E | 21700205010 | 07745
MA 029 | Chart Recorder | Dichson | THDX | 05014311 | 05459
MA 1618 | 22 Mesh Screen | SWECO | 24B8N022TXXX1XS | 221
MA 774 | small hand sieve (Tyler equipment 32 mesh) | U.S.A standard testing sieve | No. 35
MA 1631 | Fitz Mill Screen | Fitz Mill | 1532-0020
MA 1173 | Tablet Deduster | Key international | TDIOIWD | 3722-2 | 06806
MA 1294 | Radwag Scale | Radwag USA LLC Balances and Scales | PS2100R2WIFI | 530084
MA 113 | Differential Pressure Gauge | Dwyer Instruments
MA 518 | Granulator Mixer | GEA Machines Collette N.V | GRAL25 | 000R100250076 | 05549
MA 438 | Table Scale | ADAM | CBK 16 AH | AE 683149 | 05917
MA 1417 | Chart Recorder | Dickson | TH8P2 | 16304996 Sensor: 16304252
MA 1250 | 60 Mesh Screen for Sifter | Sefar | 7100-2932-016-05
MA 1669 | Differential Pressure Gauge | Dwyer Instruments, Inc. | 2805 | 2E7Q.EQKF.WFNN.R8J7 | 07966
MA 1894 | Triple Display Timer | Control Company | 5025 | 200623873
MA 657 | Screen for Shifter #80 mesh | CEMACH Machineries | AMTS/12075/12-13 | 18-01-2012
MA 1756 | Cartridge Filters HCA-5672-22 for Fluid Bed System | Vector Corporation | VFC-LAB3 | FL-511 46456
MA 1328 | Liquid Sampling Thief | Globe Pharma | X1-B Liquid Sampler 48 long |  | 07820
MA 1638 | Hot Pack Refrigerator | Hot Pack | 305210 | 79654
MA 1533 | Tablet Press | Sejong | MRC-49D | ST-17862 | 09725
MA 740 | Magnehelic Differential pressure gauge | Dwyer Instruments Inc. | 2300-0 | W15X TK | 07630
MA 273 | Digital Caliper | Mitutoyo | 500-196-20 CD-6" CSX | 08408067
MA 1401 | Semi-Automatic Air-Operated Production Bottle Crimper | Turbofil Packaging Machines, LLC | BC-20 | 1202003 | 05960
MA 150 | Stainless Steel Scoop | ADCRAFT JAPAN | AS-2
MA 1365 | Temperature and Humidity Data Logger | Omega | OM-CP-RHTemp101A | Q55161
MA 949 | Hand screen # 30 | Fisher scientific |  | 124622425
MA 843 | Balance | Radwag | AS220R2 | 415480 | 07687
MA 1208 | Humidity Circular Charter | Dickson | TH8P2 | 16231938, sensor-16229723 | 09536
MA 1078 | Self cleaning sieve # 34 T | Sweco
MA 1197 | Chart recorder | Dickson | TH8P2 Sensor: R200 | 16221550, sensor: 16221161 | 07778
MA 454 | Mannwell Tablet compaction machine | Globe Pharma | Model V |  | 07667
MA 1597 | Magnehelic Gauge | Dwyer Instruments Inc. | 2300-0 | W35AD MB | 07830
MA 1147 | Scale | Radwag | AS-220-R2 | 471045 | 06769
MA 1500 | PT-LT Leak Tester | Pharma Test | PT-LT | 25101 | 09525
MA 1368 | Temperature and Humidity Data Logger | Omega | OM-CP-RHTemp101A | Q55165
MA 1389 | Capper | Pharma-Pack | PC-15U | SC17062 | 07213
MA 1522 | Magnehelic Differential Pressure Gauge | Dwyer Instruments, Inc. | 2005 | W35AD-KV-3 | 07941
MA 1288 | Hand screen size 10 |  | USA Standard Test Sieve size10 | 152317073
MA 277 | Balance, Intelligent S110 | Intelligent | S110 | 3884
MA 822 | Temperature and Humidity Recorder | OMEGA | OM-CP-RHTEMP 101A-CERT | P34233
MA 1885 | Countec Counting Machine | Countec | DMC-CQL | CT-CQ-171
MA 1739 | SS Cartridge 10 gpm, 250 Micron | Pentair Residential Filtration LLC | SF250-9.8BC444DB
MA 117 | Hand Screen SS | Newark Wire Cloth Co. | #40 | USSTD70050 | 05737
MA 1287 | Vernier Caliper | Mitutoyo Corp. | CD-6 ASX | B16319277
MA 1820 | SS-316, wire cloth,120X120 mesh,0.0047” | McMASTER-CARR
MA 2038 | COOLING TOWER #3 | SPX COOLING TECHNOLOGIES | MARLEY NC | 806733-AINC8310H1GG-05
MA 707 | Unit dose sampling thief | Globe Pharma | Model V |  | 07783
MA 474 | Tablet Deduster | Key International Inc. | TD101WD | 2101200-2 | 05616
MA 1398 | SS Tank with Jacket (80-100 Liters) | Feldmeier Equipment | VEM-D057-000 | S72608 | 07908
MA 1286 | Chart Recorder | Dickson | TH8P2 | Sensor 16251893, 16253340
MA 286 | Stainless Steel Container |  | 50 gallon |  | 05741
MA 781 | Temperature and Humidity Recorder | Omega Engineer | OM-CP RH Temp 101A | P26360
MA 239 | Chart recorder | Dickson | TH802 | 7361209
MA 1160 | Balance | Fairbanks | Display:16958 with T500ESS, Platform: H23-2511A | Display: 7e201031000307 Platform: H246729 | 06786
MA 863 | Stainless steel container |  |  |  | 07709
MA 1449 | Bundler | Auto Pack | 45WLM25SC 174868 | 17C4868/17C4867 | 07322
MA 451 | Induction Sealer | Automate Technologies LLC | AM 20 | A5400 | 05455
MA 1561 | Magnehelic Gauge | Dwyer Instruments Inc. | 2300-0 | W39AD KM | 07834
MA 1460 | Tablet Coating Machine | ACG Pharma Tech | 5588 Quest TCM-III | C023M | 06967
MA 1684 | 100 Liter Stainless Steel Container | Eagle Stainless | ST-47H |  | 07650
MA 1731 | Infrared Gun | Control Company | 4470 | 192403999 | 07644
MA 942 | Digital caliper | Mitutoyo | CD-6” CSX | 12032488 | 07813
MA 1708 | Orion Star A211 Bench Top pH Meter | Orion | A211 | X5130 | 07692
MA 1544 | 540 micron SS filter | Towner Filtration | CSS150-10SE-SC
MA 1133 | PTLT Leak Test | PharmaTest | PT-LT 21917 | 21917 | 06758
MA 894 | Chart Recorder | Dickson | TH802 | 14279199
MA 186 | Magnehelic Pressure Gauge | Dwyer Instruments |  | Suite #11 Air Lock
MA 1506 | Electronic Torque Tester | Secure Pak | Digital | D-5760 | 07781
MA 1924 | Scale / Balance | Intelligent Weighing Technology | SEK-3000 | V 6621
MA 670 | Stainless Steel Non-Jacketed Tank |  | 80RXGF AD-200 | 9200 | 06187
MA 369 | Pill Spinner/ Friability Tester | Vanguard Pharma | LIC-2 | 090807464 | 05745
MA 941 | Digital caliper | Mitutoyo | CD-6” CSX | 12356910 | 07655
MA 1205 | Floor scale | Sartorius | MIS1UR | 34366907 (display), 8034871164 (base) | 06845
MA 1527 | Magnehelic Differential Pressure Gauge | Dwyer Instruments, Inc. | 2005 | W39AD-KV-5 | 07960
MA 209 | (FMC) Tablet Deduster | FMC | FTO-1A | UV 66981986
MA 2031 | CHILLER 103, YORK CENTRIFUGAL CHILLER | YORK | YKGKGMP9-CXFS | SCRM-125040
MA 1921 | Exhaust Fan | Twin City Fan & Blower Company | F-127 | 97-126962-9-1
MA 1310 | Co mill Screen | Quadro | Screen Solid Flare 196-0503 | 2F024R0182310044
MA 102 | Screen for Fitz Mill | Fitz Mill | 1531-0218 (3B)
MA 1532 | Tablet Press | Sejong | MRC-49D | ST-17861 | 09724
MA 876 | Sartorius scale | Sartorius | F150S | 40020001
MA 1259 | Handheld Scanner | Symbol | MC92NO-GM0SYEQA6WR | 1624900601560
MA 011 | Fitz Mill Comminutor | Fitz Mill | DAS06 | 8914 | 05631
MA 899 | Hand screen # 80 | W.S.Tyler | N/A | 9217191
MA 2011 | Mixer (Gast) | GAST | 2AM-FCC-1 | 1111207043
MA 1209 | Pharma Leak Test | Pharma test | PTLT 22408 | 22408 | 06922
MA 1289 | Weigh Scale | Adam | CBK16aH | AE6831183 | 07083
MA 1471 | Magnehelic Differential Gauge | Dwyer Inst. Inc. | 2300-0 | W13AC LH
MA 1672 | Humidity Circular Charter | Dickson | TH8P2 | 16358559 | 07876
MA 686 | Filler slats |  |  | MPS081573-A
MA 1981 | Temperature/Humidity Data Logger | OCEASOFT | COBALT X2 | E80C000028FB
MA 341 | Tablet Deduster | CEMACH | GMP | 1359/10
MA 1457 | CGMP V Blender | Cybernetik Technologies Pvt. Ltd. | 40 Cu. Ft. | MAP098020000 | 07365
MA 470 | Thermometer | WIKAI T1.30 | Range 0 - 250 F
MA 336 | Tablet Deduster | CEMACH | GMP | 1359/5
MA 2095 | 100 Mesh Screen | NEWARK WIRE CLOTH COMPANY | N/A | 100-0130MGNW0007
MA 2048 | Temperature/Humidity Data Logger | OCEASOFT | COBALT X2 | E80C000029C5
MA 399 | Magnehelic Differential Pressure Gauge | Dwyer | 2300-0 | W30U AL | 05636
MA 1163 | Chart Recorder | Dickson | TH8P2/P200 | chart recorder-15327105 Sensor-15329032 | 07732
MA 1458 | CGMP V Blender | Cybernetik Technologies Pvt. Ltd. | 75 Cu. Ft. | MAP098030000 | 07366
MA 1067 | Moisture Balance | Mettler Toledo | HR 83-P | 1129343138 | 06657
MA 1257 | Handheld Scanner | Symbol | MC92NO-GM0SYEQA6WR | 1624900501534
MA 1495 | Magnehelic Pressure Differential Gauge | Dwyer Instruments, Inc. | 2300-0 | W12AD KM | 09527
MA 1967 | 100mg Leaf Weight ASTM Class I | Rice Lake | N/A | 9TXN W/DOT
MA 1782 | Scale | Transcell Technology Inc | TI-500E | 7d190371002128 | 09766
MA 628 | Temp/ Humidity Recorder (Data Logger) | Omega Engineer | OM-CP RH Temp 101A | N81931
MA 1260 | Handheld Scanner | Symbol | MC92NO-GM0SYEQA6WR | 1628400501764
MA 1434 | Tablet Press | Sejong | MRC-36D | ST-17859 | 09718
MA 1773 | Metal Detector | CEIA | THS/PH21E | 31002300003
MA 1678 | Metal Detector | CEIA | THS/PH21E | 21700205009 | 07736
MA 965 | Unit Dose Powder sampling thief | Globe Pharma |  |  | 08000
MA 2053 | Temperature/Humidity Data Logger | OCEASOFT | COBALT X2 | E80C00002864
MA 1536 | Data logger | Omega | Ultra-low tem data logger | Q82220
MA 1178 | Stirrer | Gast Mfg. corp | 2-AM FCC-1 | 812219380
MA 579 | Balance | Radwag | AS 220/C/2 | 332175/11 | 05606
MA 783 | Temperature and Humidity Recorder | Omega Engineer | OM-CP RH Temp 101A | P23524
MA 1930 | Chart Recorder | DICKSON | T H8P2 | 19035654
MA 205 | Fitz mill Screen | Fitzpatrick | 15320040
MA 2097 | BUDERAS HOT WATER BOILER | BUDERAS | GE615/15 | 2530-301-000001-63130082
MA 1761 | Tablet and Capsule Counter | Countec Co. Ltd. | DMC-CQ2 | CT-CQ-151 | 09750
MA 1648 | High Shear Granulator | Fukae Powtec | FPC
MA 1823 | 12 Mesh Screen (Hand Screen) | W. S Tyler | ASTM E11 Specification | 316527
MA 1468 | Tablet/Capsule Counter | RX Count Corporation | RX-4 | 42397 | 07777
MA 840 | Filler slats |  |  | MPS141503A
MA 1757 | SS Filters HCD-10328-18 for Fluid Bed System | Vector Corporation | VFC-LAB3 | FL-511 46456
MA 1781 | Tachometer | Nidec Shimpo Corporation | TACH CAL | G050486 | 07480
MA 2106 | Triple Display Timer | Control Company | 5025,90225-39 | 230137203
MA 058 | Single Port Sample Thief |  | 3.0 CC, 5 ft |  | 05855
MA 1963 | Chiller | TRANE | RTAC 2504 UZON UAFF | U14G09731
MA 1560 | Magnehelic Gauge | Dwyer Instruments Inc. | 2300-0 | W36AD MP | 07831
MA 1821 | Compaction Machine | Globe Pharma | MTCM-11 | 2681 | 09640
MA 181 | Magnehelic Pressure Gauge | Dwyer Instruments |  | Suite #10
MA 1714 | Sartorius Balance | Sartorius | PRACTUM1102-15 | 38050182 | 07863
MA 141 | S.S Screen for Sweco Sifter (Mesh Screen #30) | Sweco | SCRN STP 24 inch #30 US Sieve NCH
MA 1492 | AHU-110 | Youk international corporation | CP-89/BI | 96-1115661001J | 09557
MA 1593 | Magnehelic Gauge | Dwyer Instruments Inc. | 2300-0 | W39AD MB | 07843
MA 1794 | 2L SS container | Polar Ware, Thailand |  | 390306
MA 669 | Metal Detector |  | THS/PH21E | 21100247006 | 05550
MA 1174 | Tablet Deduster | Key international | TDIOIWD | 3723-1 | 06789
MA 517 | Torque Tester | Secure Pak |  | C1-147 | 05812
MA 055 | Single Port Sample Thief |  | 1.5 CC, 5 ft |  | 07817
MA 1255 | Handheld Scanner | Symbol | MC92NO-GM0SYEQA6WR | 1624900501506
MA 081 | Chart Recorder (Temp/RH) | Dichson | THDX | 04080135 | 07799
MA 1143 | Scale | Adam | CBK 16aH | AE6831005
MA 1719 | Magnehelic Gauge | Dwyer Instruments Inc. | 2300-0 | W50AD MB | 07855
MA 1226 | Bottle Unscrambler | Kapsall | AU-3C | 6391 | 07473
MA 1909 | Compressed Air Filter | MOTOR GUARD | M-60 | N/A
MA 1594 | Magnehelic Gauge | Dwyer Instruments Inc. | 2300-0 | W39AD MB | 07840
MA 986 | Thickness gauge block set | Opus Metrology |  | 10278U- 5mm, 00802V-10 mm | 08021
MA 820 | Temperature and Humidity Recorder | OMEGA | OM-CP-RHTEMP 101A-CERT | P34231
MA 1563 | Magnehelic Gauge | Dwyer Instruments Inc. | 2300-0 | W39AD KM | 07841
MA 664 | Tablet Hardness Tester | Dr. Schleuniger | 6D | 623
MA 1748 | Millipore Filter Hose (10 inch) | Surplus Solutions LLC | F-7239 |  | 07907
MA 2080 | Temperature/Humidity Data Logger | OCEASOFT | COBALT X2 | E80C00002CB9
MA 2026 | Stand-Mount Air -Powdered Mixer for Small Batch for Thin Liquids, 1/3 hp, 18" Long Shaft | GAST | A MC3154 | 3498K14
MA 2220 | Infrared Thermometer Gun | Control Company | 4470,98767-45 | 230513862
MA 1210 | Disintegration Tester | Vanguard | LIJ-2 | 516041669 | 06927
MA 1766 | 150 Micron, 20" L, Silicone, 2-226 Spear Filter | Critical Process Filtration, Inc. |  | SC999C20B9S
MA 319 | Magnehelic Gauge | Dwyer Instruments Inc. | 2300-0 | R080718WH34 | 05516
MA 016 | Sifter | Sweco |  | FL99046C | 05682
MA 455 | Sample Thief | Globe Pharma |  |  | 08040
MA 093 | Screen for Fitz Mill | Fitz Mill | 15320033 (#1)
MA 1914 | Pressure Gauge | NORGREN | N/A | N/A
MA 1744 | Humidity Circular Charter | Dickson | TH8P2 | 16361719 | 07857
MA 1090 | Magnetic stirrer | IKA | C-MAG HS 7 DS1 | 3.413996 | 06423
MA 676 | Balance | RADWAG | AS220/C/2 | 357071 | 05534
MA 1529 | Humidity Circular Charter | Dickson | TH8P2 | 16335586 | 09550
MA 1619 | 26 Mesh Screen | SWECO | 26T/8M NCH POLYU | 24B8n026TXXX1XS
MA 1818 | Magnehelic Gauge | Dwyer Instruments Inc. | 2300-0 | W49AD LH | 07769
MA 1431 | Outserter/ Inserter | Pharma-Pack | POS-20 | OS1802082 | 07307
MA 1802 | 200L Jacketed SS Tank | Lee Industries Inc. | 200LPBT | C6226A2 | 06194
MA 475 | Hand Screen #4 Mesh | Newark Wire Cloth Company |  | USSTD70120 | 05690
MA 1998 | Temperature/Humidity Data Logger | OCEASOFT | COBALT X2 | E80C00002841
MA 733 | Temperature and Humidity Recorder | OMEGA | OM-CP-RH Temp 101A | P07326
MA 2073 | Temperature/Humidity Data Logger | OCEASOFT | COBALT X2 | E80C00002BC4
MA 1490 | Magnehelic Gauge | Dwyer Instruments Inc. | 2300-0 | CP 200889 | 09542
MA 1842 | Digital Pressure Gauge ( Standard) |  | KCDG158145 | 2003020920
MA 439 | Table Scale | ADAM | CBK 16 AH | AE 683151
MA 1694 | Traceable Triple Display Timer | Control Company | 5025 | 192225595
MA 679 | Screen for Shifter #18 mesh | SEFAR |  | 7100-2932-003-03
MA 727 | Accumulating (out feed) turntable | Apacks | TT-ASS-40LD-SNGI 34 LH | 12226 | 08012
MA 753 | Filter bag for Glatt FBP | KAVON | K2.555.0513 | 3A and 3B
MA 1131 | 20L container with lid | American international container | 10196
MA 421 | Hardness Tester | Dr. Schleuniger | 6D | 3726 | 05605
MA 598 | Tablet Hardness Tester | SCHLEUNIGER | 8M | 01351 | 06155
MA 2059 | Temperature/Humidity Data Logger | OCEASOFT | COBALT X2 | E80C00002B11
MA 745 | IPS single head liquid filler | Integrated Packaging System Inc. | SF 5001 | 13/P2198 | 07750
MA 1639 | 2000 Liters Manufacturing Tank | Adam Fabriwerk Private Limited | MT 2000 | 1490317 | 09726
MA 1329 | Fluid Bed Dryer Bag | Kavon Filter Products, Inc. | Style 555-PEC (20-30 CFM)
MA 140 | Balance | Sartorius | (HP) I 8100P | 39110012 | 05466
MA 1233 | 60 Mesh Screen for Sifter | Sefar | 7100-2932-006-05
MA 1746 | Diaphragm Pump | Graco, Inc. | SaniForce 1040 | A0215236 | 07663
MA 1797 | US STD 18 FH SS 14 W/3 BRKTS | Newark Wire Cloth Company | 303835
MA 039 | Sugar Coating Pan | C.Skerman | 60" Sugar Coating |  | 06076
MA 1199 | Rice lake weighing systems | Heusser Neweigh | Test # 15257-16 | HN6273 | 07921
MA 830 | V Blender | General Machine co. |  | B-88979 | 06346
MA 2085 | Temperature/Humidity Data Logger | OCEASOFT | COBALT X2 | E80C00002AB5
MA 1295 | Radwag Scale | Radwag USA LLC Balances and Scales | PS2100R2WIFI | 530086
MA 1649 | Magnehelic Pressure Gauge | Magnehelic | 2005 | W45AD NM | 08026
MA 219 | Pressure Gauge | Dwyer Instruments, Inc | 2300-0 | R070910GA3 | 05523
MA 1312 | Desiccant Dryer | Ingersoll Rand | HL5001H00AA | 538280
MA 978 | Semi-automatic tablet testing system | Pharmatron | smart test 50 | 301.284/2015 | 06494
MA 2100 | Triple Display Timer | Control Company | 5025,90225-39 | 230137188
MA 1643 | Fluid Bed Dryer | ACG Pharma tech | FBC500X.ONE | CX002 | 07829
MA 1479 | 5kg. Cast Iron Grip Handle Grip Weight | Troemner | 9280T | 1035770 | 07925
MA 189 | Chart Recorder | Dickson | TH802 | 7058165
MA 1437 | Sachet Desiccant Inserter | Pharma pack | PID-20 | ID1806309
MA 161 | Tablet Press | Natoli | NP-100 | ME-0101-058
MA 823 | Temperature and Humidity Recorder | OMEGA | OM-CP-RHTEMP 101A-CERT | P34234
MA 869 | Metal Detector | CEIA | THS/PH 21E-0005 | 21300229007 | 06388
MA 1074 | Leak Test Apparatus | PharmaTest | PTLT | 21483 | 07775
MA 1729 | Filler Slats 48-10 | Modular Packaging Systems | 192215A
MA 519 | Tablet Thickness Sorter | AEG Vibrations Technik |  | B-40879
MA 1047 | Maxi Blend Lab Blender | Globe Pharma | Maxi Blend | 101220059 | 05916
MA 2000 | Temperature/Humidity Data Logger | OCEASOFT | COBALT X2 | E80C00002C89
MA 1942 | Dust Extractor | Cemach Machinaries Ltd. | Portable | 167
MA 912 | Tablet Friability Tester | Vanguard Pharmaceutical machinery | LIC-2 | 91411863 | 06430
MA 1239 | Hot Air Blower | Speedy Dryer | V-1000X | 561014 04-17 | 07900
MA 1489 | Magnehelic Gauge | Dwyer Instruments Inc. | 2300-0 | CP 200893 | 09543
MA 654 | Screen for Shifter #40 mesh | CEMACH Machineries | AMTS/12073/12-13 | 18-01-2012
MA 1577 | 20 MESH Screen | SEFAR INC | 7100-2932-004-01 | 20M
MA 1269 | Hot Melt System | Slautterback | AT 15 | 288885MA | 07001
MA 1636 | Standard Weight Box | Rice Lake | N/A | N/A | 09643
MA 1800 | Portable SS Filter Cart | Cotter Brother Corporation | Z-4189 | ABB156 | 07805
MA 263 | Torque Tester | Secure pak | Digital | D-4117
MA 767 | Stainless steel graduated pouring container | Polar Ware | T1065 5000 ml
MA 1519 | Label Printer | Zebra | ZT610 | 71J184000523 | 07372
MA 074 | Sugar Coating Pan | Manesty | CP2 | 1099560 | 05948
MA 1830 | Sotax Calibration Arm | Calibration ARM/ 1Weight Kit | SMART CAL | 01-1-01-0144 | 07638
MA 1139 | Scale | Sartorius | IW2P1U-30ED-L | 33463068 | 06763
MA 997 | Chart recorder | Dickson | R 200 | 15246000 | 07712
MA 1675 | Magnehelic Gauge | Dwyer Instruments Inc. | 2300-0 | W49AD LH | 07873
MA 347 | Label counter | Web Techniques Inc | WT-25 LC | 25LC94159 | 05507
MA 672 | Balance | Radwag | AS220/C/2 | 348482/12 | 05594
MA 794 | sampling thief Derlin | Globe Pharma | Model V |  | 08039
MA 1788 | Traceable Triple Display Timers | Control Company | 5025 | 192235967
MA 172 | Hand Fill Capsule Filling Machine (Size 3) | Crophurm | M100-3F | M0950 | 07894
MA 979 | Semi-automatic tablet testing system | Pharmatron | smart test 50 | 301.285/2015 | 07765
MA 1951 | FULTON BOILER | FULTON | VMP 80 | 106001
MA 1221 | Air Handler AHU-113 | York | CP-89 | 96-11156611301M | 07949
MA 173 | Hand Fill Capsule Filling Machine (Size 4) | Crophurm | F100-4 | M0484
MA 1984 | Temperature/Humidity Data Logger | OCEASOFT | COBALT X2 | E80C00002C6F
MA 571 | Digital Caliper | Mitutoyo CD-6” CSX | 500-196-20 | 11310224 | 07808
MA 428 | Cottoner Machine | Deitz Company Inc. USA | CS1 | 124
MA 775 | Temperature and Humidity Recorder | Omega Engineer | OM-CP RH Temp 101A | P26357
MA 1141 | Scale | Sartorius | IW2P1U-30ED-L | 33463075 | 07734
MA 1646 | Differential Pressure Gauge | Dwyer Instruments, Inc. | 2300-0 | W36AD MP
MA 1918 | DICKSON Chart Recorder | DICKSON | TH8P2 | 16354541
MA 1211 | Filler slats | Modular Packaging Systems, Inc. | MPS 091560A
MA 1331 | Liquid Sampling Thief | Globe Pharma | VIII |  | 07821
MA 1357 | Temperature and Humidity Data Logger | Omega | OM-CP-RHTemp101A | Q54128
MA 1062 | Hand screen (sieve # 18) | Newark wire cloth company | 301667 | USSTD70131
MA 1814 | Magnehelic Gauge | Dwyer Instruments Inc. | 2300-0 | W39AD KM | 07761
MA 2007 | HEPA FILTER FOR SUGAR COATING PANS | HSG | S0-HSG-SPECIAL | N/A
MA 001 | Balance | Mettler Toledo | SM34-K Delta Range
MA 815 | Master Flex LIS | Thermo Fisher scientific | 7523-80 |  | 05211
MA 1501 | Check Bottle Seal | Pharmatest | PT-LT | 25098 | 09526
MA 644 | Mettler Tolledo Balance (60 kg) | Mettler Tolledo | ID #7 | 2381158/Base:2379621 | 05595
MA 1847 | AHU-10 | I Clean |  | G041541012 | 07984
MA 1891 | Triple Display Timer | Control Company | 5025 | 200623870
MA 1572 | Humidity Circular Charter | Dickson | TH8P2 (Sensor: R200) | 16340556 (Sensor 16338590) | 07835
MA 752 | Filter bag for Glatt FBP | KAVON | K2.555.0513 | 2A and 2B
MA 1941 | Magnehelic Pressure Differential Gauge | DWYER INSTRUMENT INC. | 2300.0 | W46ACFN
MA 057 | Single Port Sample Thief |  | 2.5 CC, 5 ft |  | 05862
MA 1470 | Magnehelic Gauge | Dwyer Instruments Inc. | 2300-0 | W13AC KM | 09549
MA 1242 | 20 mesh screen for sifter | Sefar | 7100-2932-004-01
MA 1185 | Masterflex Pump | Thermo Scientific | 07522-20 | E14001399 | 06359
MA 156 | Twin Shell Blender with Intensifier Bar | Patterson Kelly CO Inc | 40 cu ft | 263997
MA 2119 | Temperature/Humidity Data Logger | OCEASOFT | N/A | E80C00002ABF
MA 338 | Tablet Deduster | CEMACH | GMP | 1359/7
MA 1775 | Metal Detector | CEIA | THS/PH21E | 31002300005
MA 293 | Vac U Max powder conveyor _ Pressure Gauge | Vac U Max |  | C-12 58717 | 05475
MA 287 | Stainless Steel Container |  | 30 gallon
MA 1371 | Temperature and Humidity Data Logger | Omega | OM-CP-RHTemp101A | Q55937
MA 629 | Temp/ Humidity Recorder (Data Logger) | Omega Engineer | OM-CP RH Temp 101A | N81942
MA 786 | Temperature and Humidity Recorder | Omega Engineer | OM-CP RH Temp 101A | P26321
MA 1562 | Magnehelic Gauge | Dwyer Instruments Inc. | 2300-0 | W39AD MB | 07844
MA 1103 | Stirrer | Hubbel | HBL.721 |  | 07891
MA 1633 | Standard Weight Box | Rice Lake | N/A | N/A | 09650
MA 973 | sieve # 30 | Sefar
MA 097 | Tablet Printing Machine | Ackley Machine Corporation |  |  | 06055
MA 1196 | Calibration kit for semi-automatic tablet testing system | Pharmatron | 14721-01 | 01-1-02-0236 | 07683
MA 1707 | Dust Collector | Donaldson Torrit | DFO2-2 | 2862876-010 | 09630
MA 198 | Spray Gun |  | SS/29957-005
MA 1193 | Metallic filter | Parker | CSS230
MA 1200 | Rice lake weighing systems | Heusser Neweigh | Test # 15299-16 | HN 6280 | 07922
MA 1237 | AHU-131 | York | XTO-084XI32-JJRM146A | CBWMXT0126 | 06948
MA 773 | Tablet Press | Natoli Engineering Company | NP-100-45 | NPI_1005 | 06339
MA 1498 | Magnehelic Gauge | Dwyer Instruments Inc. | 2300-0 | W12AD JH | 09530
MA 1494 | Chart Recorder | Dickson | TH8P2 (sensor: R200) | 16304994 (Sensor: 16302155 | 09528
MA 254 | Adams Scale | Adamas Equipment company | CFW 130 a | AE501990404
MA 1243 | 40 mesh screen for sifter | Sefar | 7100-2932-016-04
MA 829 | Tablet Deduster | Key International | TD101WD | SO 2007-02 | 07678
MA 1632 | Fitz Mill Screen | Fitz Mill | 1532-0021
MA 335 | Chart recorder | Dickson | TH802 | 08353102 | 05484
MA 170 | Hardness Tester | Dr. Schleuniger Pharmaton | 8 M | 1899
MA 1436 | Unscrambler | Pharma-Pack | UPU-25C | U1803424 | 07309
MA 2078 | Temperature/Humidity Data Logger | OCEASOFT | COBALT X2 | E80C000028E5
MA 009 | Differential Pressure Gage | Dwyer Instruments
MA 1395 | Filter Bags for Phentermine ER Capsules 24 mg | Kavon Filter Products, Inc. | K4C.116
MA 1066 | Moisture Balance | Mettler Toledo | HR 83-P | 1125512785 | 07899
MA 015 | Blender with Intensifier Bar | Patterson Kelley | 3 cu.ft Twin Shell Blender | 240848 | 05553
MA 1956 | Temperature/Humidity Data Logger | OCEASOFT | COBALT X2 | E70C00001AFE
MA 1929 | ROTARY TABLE | C.E. KING LTD | US3 | 619
MA 2024 | Manometer | Control Company | 3463.98767-00 | 221825806
MA 1581 | Magnehelic Gauge | Dwyer Instruments Inc. | 2300-0 | W38AD KM
MA 1364 | Temperature and Humidity Data Logger | Omega | OM-CP-RHTemp101A | Q55159
MA 2062 | Temperature/Humidity Data Logger | OCEASOFT | COBALT X2 | E80C00002BC6
MA 1559 | Magnehelic Gauge | Dwyer Instruments Inc. | 2300-0 | W39AD MB | 07838
MA 523 | Tablet Friability Tester | Vanguard Pharmaceutical machinery | LIC-2 | 091101606 | 07658
MA 2101 | Triple Display Timer | Control Company | 5025,90225-39 | 230137155
MA 1592 | Sartorius Balance | Sartorius Combics | CAPP14-250GG-Lu | 8037371165 | 07720
MA 1660 | Filler Slats | Modular Packaging Systems, Inc. | MPS192216A
MA 1534 | AHU-107 | York International corporation | YCP-89/AFC/36 | 96-1115660701G | 07947
MA 1051 | Storage tank for purified water | Feldmeier equipments inc. | Jacketed storage tank, 2kL | 5339-A1
MA 1206 | Humidity Circular Charter | Dickson | TH8P2 | 16221547, sensor-16221143 | 09552
MA 1696 | Traceable Timer | Control Company | 5025 | 192232071
MA 1112 | 60 Mesh Screen (Hand screen) | Hogentogler & Co., Inc. |  | 131110669
MA 1703 | Humidity Circular Charter | Dickson | TH8P2 / R200 | 16352553 / 16349772 | 07747
MA 180 | Magnehelic Pressure Gauge | Dwyer Instruments
MA 1727 | SS 1.0 L Container | Vollrath, Sheboygan, WI |  | 78710
MA 816 | Motor | GAST Mfg. corp | 4AM-NRY-22B | 1113204243 | 07649
MA 2084 | Temperature/Humidity Data Logger | OCEASOFT | COBALT X2 | E80C00002C05
MA 046 | Single Port Sample Thief |  | 0.50 CC, 5 ft |  | 08038
MA 479 | Floor Scale | Doran Scale Inc | 7000 M | 713404 | 05551
MA 564 | Hand screen 12" (Tests Sieve) | Newark wire cloth company | #30 mesh stainless steel | 11345675 | 05920
MA 1898 | Pressure Gauge | NORGREN | N/A | N/A
MA 1919 | Dust Collector | Donaldson Torit | DFO2-2 | 2862876-012
MA 1424 | Metal Detector / Check Weigher | Mettler Toledo | PP-12/XS3 CC | 35007279 | 07300
MA 1750 | Filler Slats Merrill 8-up | Thomas Packaging Systems | 141503-8
MA 1379 | Tablet Counter | Pharma fill | TC4 | 110 | 07204
MA 1922 | 10 Mesh SS Hand Screen 12" Dig | Newark Wire Cloth Company | N/A | 010 - 2000NW0033
MA 328 | Sample Thief | Globe Pharma | Model V |  | 07816
MA 162 | Standard Weight-5 kg |  |  |  | 07924
MA 1406 | Magnehelic Gauge | Dwyer Instruments Inc. | 2300-0 | W03Z JH | 09538
MA 1030 | Tablet Deduster | Key International |  | TDSO3721-2 | 07669
MA 1807 | 100 SS/SS 8” Half Height Scree | VWR North American (VWR International, LLC) | X00Y02 | 57334-582
MA 1187 | Labeling machine with Optel vision system | NJM/ CLI Packaging systems international | UNI 300 VA-s024 | 20950-01
MA 177 | Capsule Filling Machine | PAM Pharmaceuticals and Allied MachineryCo.Pvt.Ltd | PAM-AF 90T | 160 | 05596
MA 1698 | Traceable Timer | Control Company | 5025 | 192232198
MA 1743 | Humidity Circular Charter | Dickson | TH8P2 | 16361718 | 07854
MA 2105 | Triple Display Timer | Control Company | 5025,90225-39 | 230137201
MA 065 | Stainless steel container |  | 2 Liter
MA 1127 | Stirrer | Gast | RAM-Fcc-1 | 812217624
MA 1587 | Humidity Circular Charter | Dickson | TH8P2 | 16342626 | 07862
MA 1497 | Magnehelic Gauge | Dwyer Instruments Inc. | 2300-0 | W11AD LH | 07868
MA 353 | Coating Pan | C.Skerman | 60" | 978 | 05711
MA 1425 | Cotton Inserter | Pharma-Pack | PIC-20 | IC1803099 | 07301
MA 1088 | Chart Recorder | Dickson | TH8P2 | 16008102 | 07639
MA 993 | Torit 5 Hp dust collector | Torit | VS 1500 | IG546528-001-4 | 07773
MA 2096 | BUDERAS HOT WATER BOILER | BUDERAS | GE615/15 | 2530-301-000004-63130082
MA 1491 | Air Handling Unit (AHU) | York | CP-910 | 96-1115660201B | 09556
MA 771 | Stainless steel container | Polar Ware | 12 Y 11.47 L
MA 1130 | Slats | Modular Packaging Systems, Inc. |  | MPS 081573A
MA 304 | 18" hand screen | Newark | 18# | US STD 70157 | 05689
MA 1796 | US STD 18 FH SS25 W/3 BRKTS | Newark Wire Cloth Company | 303952
MA 1397 | SS Tank with Jacket 35 Liters | Sweep Motion Kettle |  | B-3026A | 07804
MA 1611 | Tablet Deduster | Key International | TD-101 | TD-SO-7040-1 | 07850
MA 1182 | Dust collector | Vanguard Pharmaceutical Machinery, INC | VLC-210 | 1423
MA 732 | Air compressor (generator) | Ingersoll-Rand | SIERRA-H125A | TS4683U13042 | 06117
MA 1948 | CFM NILFISK DUST COLLECTOR | NILFISK | 3151 | 06AE285
MA 1170 | Humidity Alert II | Extech Instruments | 445815 | Z340729
MA 092 | Screen for Fitz Mill | Fitz Mill | 15320027 (#0)
MA 054 | Single Port Sample Thief |  | 1.25 CC, 4 ft |  | 07673
MA 1071 | Air handling unit | I clean | I AH-060 | 03417/1415/189 | 07935
MA 228 | Twin Shell Blender | Patterson Kelley | 8 Qt | LB-2701 | 05912
MA 788 | Temperature and Humidity Recorder | Omega Engineer | OM-CP RH Temp 101A | P26363
MA 483 | Bench Scale | A & D Corp | GF 200 | 14685706 | 05563
MA 692 | Masterflex Digital Pump | Cole Parmer | 8130+ pump Drive 7523-80 | 7523-80 | 05571
MA 943 | Digital caliper | Mitutoyo | CD-6” CSX | 12167794 | 07814
MA 432 | Standard Weight - 25 kg |  |  | 25SU | 07934
MA 1985 | Temperature/Humidity Data Logger | OCEASOFT | COBALT X2 | E80C00002CE7
MA 220 | Pressure Gauge | Dwyer Instruments, Inc | 2300-0 | R070820GA19
MA 422 | Thermometer (Dial) | WIKA Instruments Limited | (T.1.30) 50482181 | 1270372-1-3
MA 2013 | Triple Display Timer | Control Company | 5025,90225-39 | 210779779
MA 1316 | Empty Capsule Sorter |  |  |  | 07652
MA 561 | Hand screen 12" (Tests Sieve) | Newark wire cloth company | #18 mesh stainless steel | 11345672 | 05698
MA 1961 | SS MIXING VESSEL (100L) | FELDMEIER EQUIPMENT INC. | VEU-D010-000 | S127006
MA 1136 | Chart Recorder | Dickson | TH8P2 | 16202564
MA 1965 | Nilfisk CFM Dust Collector | NILFISK | 3156 | 3820121300154
MA 345 | Vibro sifter | CEMACH | 30" | 1359/7 | 05552
MA 1377 | Temperature and Humidity Data Logger | Omega | OM-CP-RHTemp101A | Q55944
MA 777 | Temperature and Humidity Recorder | Omega Engineer | OM-CP RH Temp 101A | P26365
MA 1843 | Air Handling Unit (AHU) | International Comfort Products LLC | PGS090L224AA | G042250593
MA 476 | Hand Screen #4 Mesh | Newark Wire Cloth Company |  | USSTD70121 | 05687
MA 285 | Stainless steel container |  | 50 gallon
MA 2018 | Triple Display Timer | Control Company | 5025,90225-39 | 210779857
MA 1038 | Metal Detector | CEIA | THS/PH21E | 21500204006 | 07700
MA 1229 | Chart Recorder | Dickson | TH8P2 | 16243728 | 09554
MA 883 | Hand screen | U.S.A standard testing sieve | Screen # 20 | 131110666
MA 1467 | Filler slats | Modular Packaging Systems, Inc. | MPS 041511A
MA 1558 | AHU- 303 | York International corporation | KSU-115-C-2-50/FC/12 | 97D24713
MA 1439 | Tablet/Capsule Counter | Pharma pack | PP-12 | P1802736
MA 587 | Temperature/Humidity Chart Recorder | Dickson | TH802 | 11335246 | 06688
MA 1290 | Osmometer | Gonotec | Osmomat 3000-D | 141004 | 06426
MA 1526 | Magnehelic Differential Pressure Gauge | Dwyer Instruments, Inc. | 2005 | W39AD-KV-4 | 07957
MA 115 | Differential Pressure Gage | Dwyer Instruments
MA 1419 | Unscrambler | Pharma-Pack | UPU-25C | U1804425 | 07295
MA 1012 | Filter bag for Glatt | Kavon filter products company | GPCG-15 6A | K4B.SP.115
MA 510 | Cotton Insert Machine | Pharmafill | CS1 | 271 | 05491
MA 1657 | Schreiber Chillers | Dimplex Thermal Solutions | SVI-5000-M | 35499 | 09770
MA 2107 | Triple Display Timer | Control Company | 5025,90225-39 | 230137207
MA 377 | Dust Collector | Donald son | vs 550 | IG57982-G | 05490
MA 126 | Polishing Pan | George Geller/60" |  |  | 05679
MA 1084 | Stainless steel vacuum & degassing chamber (3 gallon) | Best value vacs |  |  | 08043
MA 1046 | Dickson chart recorder | Dickson | TH8P2 | 15356051(for sensor) 15357122 (for equipment) | 06687
MA 1944 | CFM NILFISK DUST COLLECTOR | NILFISK | 3156 | 13A1470
MA 1769 | Filter bag (GPCG-15 8B K4.555.1119) for Glatt | Glatt (MA640) | 30/60 | 5523
MA 1926 | HVAC UNIT | CARRIER | 48A3D020ANG641HH | 3421U46329
MA 859 | Air mixer | Arrow engineering Co.Inc | A |  | 07706
MA 1144 | Scale | Adam | CBK 16aH | AE6831012 | 06765
MA 414 | Table Scale 8 kg/16 lb | ADAM | CBK 16 AH | AE 607273 | 05565
MA 1094 | Manometer | Control Company | 33500-088 | 151840346
MA 2066 | Temperature/Humidity Data Logger | OCEASOFT | COBALT X2 | E80C00002B6E
MA 185 | Magnehelic Pressure Gauge | Dwyer Instruments |  | Suite #11 Outside
MA 1902 | Pressure Gauge | NORGREN | N/A | N/A
MA 1180 | Friability Tester | Vanguard | LIC-2 | 91604941 | 06805
MA 913 | Tablet Friability Tester | Vanguard Pharmaceutical machinery | LIC-2 | 91403827 | 06431
MA 1064 | Filler Slats | Modular Packaging Systems, Inc. |  | MPS 27759
MA 756 | Peristaltic pump | Watson Marlow | 7040 |  | 07690
MA 1697 | Traceable Triple Display Timer | Control Company | 5025 | 192232071
MA 1535 | Data logger | Omega | Ultra-low tem data logger | Q82244
MA 1245 | 40 mesh screen for sifter | Sefar | 7100-2932-016-04
MA 1804 | Filler Slats SC6 | Modular Packaging Systems | MPS 081510A
MA 1515 | Label Printer | Zebra | ZT610 | 18J181204661 | 07336
MA 663 | Tablet Hardness Tester | Dr. Schleuniger | 6D | 257
MA 769 | Stainless steel container | Polar Ware | 8 Y 7.84 L
MA 1378 | Steam Generator | CERTUSS | TC-1500 | 14801 | 07196
MA 1027 | Hot plate | IKA | C-MAG HS10 | 3.451113
MA 1455 | Stainless Steel 316 ID Kit | Koslow | 4 | 2450
MA 077 | Hand Screen USA Standard Test Sieve | Wewurk Wire cloth Co. |  | USSTD70092 | 05728
MA 1272 | Dehumidifier | DRI-EAZ | F203-A | 122984
MA 1076 | Sieve # 40 | Sefar
MA 793 | The series DBT digital solar powered Thermometer | DWYER | DBTA3401
MA 1683 | Filler Slats 48-10 | Modular Packaging Systems, Inc. | MPS 192226A
MA 2060 | Temperature/Humidity Data Logger | OCEASOFT | COBALT X2 | E80C00002ABC
MA 1452 | 1-gram weight | Hafner The Perfect Weight | 8-MEHP-110 | 4760317
MA 1413 | Weighing Box | Heusser Neweigh |  | HN6165 | 07886
MA 1333 | Chart Recorder | Dickson | TH8P2 | 16253347 | 07771
MA 444 | METAL DETECTOR | SAFE LINE | 363 | 31928
MA 1203 | Tablet Friability Tester | Vanguard Pharmaceutical Machinery, USA | LIC-2 | MC031523 | 06839
MA 1215 | Air Handler | York | XTO-042X066-JJLG146A | CBWMXT0116 | 06956
MA 1954 | Temperature/Humidity Data Logger | OCEASOFT | COBALT X2 | E70C000019CD
MA 890 | Scale | Mettler Toledo | KCC150 | 2506680
MA 1319 | Heat Shrink Tunnel | PDC International | KRC185258 | 315
MA 1115 | pH Meter | Orion Star | A111 | J06087 | 06357
MA 619 | Temp/ Humidity Recorder (Data Logger) | Omega Engineer | OM-CP RH Temp 101A | N78651
MA 726 | cap sorting elevator | Apacks | SE-ASS-12-RH-1 | 12108
MA 1171 | Filter bag for Glatt | KAVON filter products co. | GPCG-15 | K-4B.SP.1115 (7 A and 7B)
MA 2027 | Stand-Mount Air -Powdered Mixer for Small Batch for Thin Liquids, 1/3 hp, 18" Long Shaft | GAST | A MC3157 | 3498K14
MA 1771 | Hydrometer | Chase | 524667
MA 1183 | Dust collector | Vanguard Pharmaceutical Machinery, INC | VLC-210 | 1452
MA 673 | Balance | RADWAG | AS220/C/2 | 348531/12
MA 1270 | Labeler | NJM | UNI300VA-S023 | 20120-01 | 07028
MA 1879 | Magnehelic Differential Pressure Gauge | Dwyer Instruments, Inc. | 2005 | W18AETS
MA 2046 | Temperature/Humidity Data Logger | OCEASOFT | COBALT X2 | E80C00002A19
MA 559 | Capsule Machine | PAM Pharmaceuticals and Alled Machinery Pvt.Ltd | PAM-AF 90T | AF 90T-285 | 05600
MA 085 | Stainless Steel Container |  | 50 L |  | 05740
MA 895 | Chart recorder | Dickson | TH8P2 | 14279200 | 07729
MA 1263 | Humidity Circular Charter | Dickson | TH8P2 | 16231933, Sensor# 16229716 | 07676
MA 1416 | Chart Recorder | Dickson | TH8P2 | 16304991 Sensor: 16304282
MA 1726 | Filter bag for Dexamethasone Tablets, USP | Kavon Filter Products, Inc. | Style 555-PEC (20-30 CFM)
MA 249 | Chart recorder | Dickson | TH802 | 08100238 | 07699
MA 2065 | Temperature/Humidity Data Logger | OCEASOFT | COBALT X2 | E80C0000287C
MA 1116 | Stirrer | IKA Works Inc. | RW 20 DZMNS1 |  | 05909
MA 012 | Blender with Intensifier Bar | Patterson Kelley | 16 Qt. Blendmaster | C4232020 | 05632
MA 1908 | Pressure Gauge | NORGREN | N/A | N/A
MA 1610 | Tablet Deduster | Key International | TD-101 | TD-SO-7039-2 | 07849
MA 082 | Chart Recorder (Temp/RH) | Dickson | THDX | 3069619
MA 896 | Cone mill Screen | Globe Pharma |  | 2A018R01530 (457)
MA 694 | Screen for Shifter #20 mesh | Chemach Machinery LTD | AMTS/12071/12-13 | 18-01-2012
MA 877 | Mettler scale | Mettler | PE16 | 48850 | 06393
MA 1573 | Chart Recorder | Dickson Instrument | TH8P2 (Sensor: R200) | 16340557 (Sensor 16338599) | 07879
MA 1599 | Humidity Circular Charter | Dickson | TH8P2 (sensor: R200) | 16342170 (sensor: 16341462) | 07827
MA 1557 | AHU-302 | York International corporation | KSU-115-C-2-50/FC/12 | 97D25722
MA 1977 | Temperature/Humidity Data Logger | OCEASOFT | COBALT X2 | E80C00002A93
MA 1659 | Filler slats | Modular Packaging Systems, Inc. | MPS192215A
MA 647 | Digital Caliper | Mitutoyo | CD-6" CSX/ 50019620 | 12356915
MA 1241 | Collette High Shear Granulator | Collette Machines | Gral-10 | 93GRE 001 00065 | 07241
MA 1810 | Balance | Sartorius | Entris II | 38805278 | 07626
MA 1795 | 2L SS container | Vollrath, Sheboygan, WI, USA | 33611 VS | 78720
MA 662 | Screen for Shifter #40 mesh | CEMACH Machineries | AMTS/12070/12-13
MA 754 | Filler slats |  |  | MPS091560A
MA 2072 | Temperature/Humidity Data Logger | OCEASOFT | COBALT X2 | E80C000029CA
MA 870 | Metal Detector | CEIA | THS/PH 21E-0005 | 21300229008 | 06390
MA 1167 | Sieve # 20 | Sefar Inc.
MA 2021 | Stainless Steel Cartridge | Shelco Filters | SS10-230CS6S-316-P | 102621
MA 1993 | Temperature/Humidity Data Logger | OCEASOFT | COBALT X2 | E80C00002CDA
MA 1373 | Temperature and Humidity Data Logger | Omega | OM-CP-RHTemp101A | Q55940
MA 1585 | Pressure Differential Gauge | Dwyer Instruments, Inc. | 23300-0 | W39AD KM | 07714
MA 2014 | Triple Display Timer | Control Company | 5025,90225-39 | 210779823
MA 2087 | Temperature/Humidity Data Logger | OCEASOFT | COBALT X2 | E80C00002C63
MA 1815 | Magnehelic Gauge | Dwyer Instruments Inc. | 2300-0 | W46AC FH | 07762
MA 1411 | Traceable Thermometer | VWR | 23609-174 | 181050561
MA 1621 | Bottle Unscrambler | Kaps-All Packaging Systems | AU-3C | 6392 | 06591
MA 1351 | Temperature and Humidity Data Logger | Omega | OM-CP-RHTemp101A | Q54117
MA 2016 | Triple Display Timer | Control Company | 5025,90225-39 | 210779759
MA 1665 | Differential Pressure Gauge | Dwyer Instruments, Inc. | 2805 | 2E7Q.M37N.8AAC.21D5 | 07965
MA 1629 | Radwag Balance | Radwag | A5220-R2 | 586234 | 07642
MA 1104 | SS Container | AD Craft
MA 1753 | Liquid Sampler (6 Feet) |  | X1-B Liquid Sampler 6 ft. 1.00D |  | 07998
MA 1382 | Filler slats | Modular Packaging systems, Inc. | MPS 181506A
MA 1096 | Scale | AE Adam | CBK-16aH | AE683746
MA 1140 | Scale | Sartorius | IW2P1U-30ED-L | 33463071 | 07740
MA 463 | Digital Caliper | Mitutoyo | 500-196.20 CD-6" CSX | 10182709
MA 849 | sieve | Sweco | # 40 | 24B8A040T
MA 419 | Thermometer | Trend Division of WIKA | T1.30 | 1065093.H
MA 1738 | 5 Liter SS Container
MA 136 | SS Screen for Sifter (Mesh Screen #25) | Sweco | SCRN STP 24" 25 UJ Sieve NCH
MA 1798 | Vector LDCS Lab Hi Coater | Freund | Vector LDCS | HCT-195 43562/45931
MA 1054 | Scale | Sartorius | IW2P1U-30-ED-L | 32363069 | 07686
MA 461 | Hand Screen #20 Mesh | W.S.Tyler |  | 10366829 | 07884
MA 1650 | Temperature and Humidity Chart Recorder | Chart Recorder | TH8P2 | 16354538
MA 688 | Filler slats |  |  | MPS-27562
MA 064 | Filter Bag for Aeromatic T-3 Fluid Bed Dryer | Kavon Filter Products | #555-PEC Conductive Polyester (7-05)
MA 1759 | Nilfisk Dust Collector | Nilfisk | VHW440 | 3820163700084 | 07742
MA 1912 | Pressure Gauge | NORGREN | N/A | N/A
MA 1435 | Exact 1" x 25" English Measuring Tape | Starrett | N/A | 18124429
MA 1630 | Radwag Balance | Radwag | A5220-R3 | 586268 | 07654
MA 1355 | Temperature and Humidity Data Logger | Omega | OM-CP-RHTemp101A | Q54126
MA 1549 | AHU-106 | York International corporation | CP-89/ACF/33 | 96-111566-01 | 07954
MA 1155 | Sieve # 40 | Sefar
MA 1589 | Scale | Sartorius Combics | CAPP14-250GG-Lu | 8037371163 | 07627
MA 1014 | Screen for Co mill | Quadro | 457 | 2F018R01530
MA 402 | Magnehelic Differential Pressure Gauge | Dwyer | 2300-0 | W30U AL | 05637
MA 1386 | Check-Weigher | Mettler Toledo | XE2 | 34005270 | 07210
MA 2033 | BOILER 101, BRYAN HOT WATER BOILER | BRYAN | RW1500-W-FDGO-WLX | 79136
MA 1217 | Compressor | Kobelco | KNW AO-B/H | 96F0550 | 06958
MA 578 | Balance | Radwag | AS 220/C/2 | 332183/11
MA 1695 | Traceable Triple Display Timer | Control Company | 5025 | 192225387
MA 826 | Temperature and Humidity Recorder | OMEGA | OM-CP-RHTEMP 101A-CERT | P34239
MA 1279 | Dehumidifier | DRI-EAZ | F203-A | 124367
MA 780 | Temperature and Humidity Recorder | Omega Engineer | OM-CP RH Temp 101A | P23512
MA 071 | Standard Weight Box | Ohaus Brass |  |  | 07919
MA 1235 | AHU-133 | York | XFO-096X102-JJQL146A | CBWMXI0186 | 06950
MA 565 | Hand screen 12" (Tests Sieve) | Newark wire cloth company | #40 mesh stainless steel | 11345676 | 05724
MA 696 | Filler slats |  |  | MPS-131502-A
MA 1644 | De-Humidifier (Heating and Cooling) Unit | Liebert | UH125AUAAM | 344727-004
MA 594 | Tablet Counter (HISPAC III) | Rx count corp | HMS2 | 6353
MA 1448 | Outserter | Pharma-Pack | POS-20 OS1801081 | OS1801081 | 07321
MA 1307 | Co mill Screen | Quadro | Screen Solid Flare 196-0503 | 2F032R0252810044
MA 2117 | 25 Kilogram Weight | HEUSSER NEWEIGH/TROEMNER | N/A | N/A
MA 1394 | Humidity Circular Charter | Dickson | TH8P2 | 16283016 | 07631
MA 602 | Chart Recorder | Dickson | TH802 | 12156144 | 06153
MA 2039 | COOLING TOWER #4 | SPX COOLING TECHNOLOGIES | MARLEY NC | 10023843-AINC8411GG-10
MA 490 | Bench Scale 63 g x 0.001 g | Shimadzu | Libror EB-63SW | 90021
MA 1039 | Metal Detector | CEIA | THS/PH21E | 21500204007
MA 1576 | Imprinting Cylinder Roll with logo "C 30" | Printing Cylinder, Inc. |  | N-6975 | 08020
MA 1555 | AHU- 119 | York International corporation | AP-120/FC/9 | 212639
MA 430 | Standard Weight- 25 kg |  |  | 25SR | 07932
MA 200 | Pressure Gauge | Dwyer Instruments | 2310C | R06H13GA18 | 05574
MA 1896 | Magnehelic Differential Pressure Gauge | Dwyer Instruments INC | 2300-0 | N/A
MA 1278 | Dehumidifier | DRI-EAZ | F203-A | 122985
MA 1701 | Traceable Triple Display Timer | Control Company | 5025 | 192232207
MA 951 | Hand screen # 60 | W. S Tyler |  | 12134655
MA 1376 | Temperature and Humidity Data Logger | Omega | OM-CP-RHTemp101A | Q55943
MA 2082 | Temperature/Humidity Data Logger | OCEASOFT | COBALT X2 | E80C00002AC0
MA 1772 | Tube filler | IMA Safe Comadis | C1060 | 27C1060/A24/2019 | 09822
MA 1989 | Temperature/Humidity Data Logger | OCEASOFT | COBALT X2 | E80C00002D2F
MA 852 | Sieve | CEMACH | #80 | 18-01-2012
MA 1617 | Sifter | CEMACH | CMSM30 | 245/4
MA 1762 | 20 Mesh Stainless Steel Screen 24" Diameter | Sweco
MA 2068 | Temperature/Humidity Data Logger | OCEASOFT | COBALT X2 | E80C00002881
MA 831 | Cone Mill | Globe Pharma | CM-197 | 21430220 | 06356
MA 174 | Twin Shell Blender without Intensifier Bar | Patterson Kelley | 2 cu.ft (300 lbs/sq ft) | 226492 | 05540
MA 1970 | Temperature/Humidity Data Logger | OCEASOFT | COBALT X2 | E80C00002D61
MA 317 | Dust collector | Donaldson Torrit | SDF-4 | IG725908-001 | 05731
MA 2092 | BRYANT 5-TON RTU | BRYANT | 582KE06A110A2A0AAA | 0123C07901
MA 995 | Digital solar-powered bimetal Thermometer | DWYER Instruments, INC | DBTA 3601 | N/A
MA 615 | Mechanical Sifter | Cemach | 30" |  | 05668
MA 1408 | Umang Spheroidizer | Umang Pharmatech Pvt. Ltd. | USPH-500 | USPH-380/25 | 07803
MA 1671 | Standard Weight Box (500 gm., 1 gm., and 100 mg. | Rice Lake |  | 85HE | 07885
MA 1901 | Compressed Air Filter | MOTOR GUARD | M-60 | N/A
MA 1214 | Humidity Circular Charter | Dickson | TH8P2 Sensor: R200 | 16231934 (Sensor 16230500) | 09540
MA 1464 | pH Meter | Mettler Toledo | Seven Excellence | B422654924 | 09555
MA 1264 | Magnehelic Gauge | Dwyer Instruments Inc. | Innocal 2300-0 | CP200884 | 09533
MA 1578 | 20 MESH Screen | SEFAR INC | 7100-2932-004-01 | 20M
MA 882 | Scale | Radwag | AS220.R2 | 418369 | 07675
MA 1258 | Handheld Scanner | Symbol | MC92NO-GM0SYEQA6WR | 1624900501558
MA 1098 | Stirrer | IKA | EURO-ST 20 DS001 | 3.414203 | 06382
MA 1040 | Semi-automatic tablet testing system | Pharmatron | Smart test 50 | 301.0328 | 07640
MA 1805 | 140 Liter SS Container | Eagle Stainless | ST-565 | N75544 | 07912
MA 1520 | Magnehelic Differential Pressure Gauge | Dwyer Instruments, Inc. | 2005 | W35AD-CC-1 | 07943
MA 1953 | Temperature/Humidity Data Logger | OCEASOFT | COBALT X2 | E80C00000014
MA 910 | Infrared Thermometer gun | control company | 4470 | 140637419
MA 1225 | Capper Machine | Kaps All | E4 Capper | 4819 | 06965
MA 1266 | Magnehelic Gauge | Dwyer Instruments Inc. | Innocal 2300-0 | CP200886 | 09531
MA 376 | Labelling Machine | NJ Machine | 334LSBP-312 | 334L5BP-312-M02B00 | 05495
MA 893 | Chart recorder | Dickson | TH8P2 | 14206076 | 07679
MA 1469 | Magnehelic Gauge | Dwyer Instruments Inc. | 2300-0 | W13AC JH | 09551
MA 778 | Temperature and Humidity Recorder | Omega Engineer | OM-CP RH Temp 101A | P23522
MA 1935 | SONICATOR ( ULTRASONIC CLEANER) | FISHER SCIENTIFIC | FS60 | RUE09127575
MA 413 | Table Scale 8 kg/16 lb | ADAM | CBK 16 AH | AE 607249 | 05578
MA 1816 | Magnehelic Gauge | Dwyer Instruments Inc. | 2300-0 | W50AD MB | 07767
MA 904 | Tablet hardness Tester | Schleuniger | Tablet Tester 6 D | 622
MA 642 | Balance (150 kg) | Mettler Toledo | ID #7 | 2813375/ Base: 2883536 | 05574
MA 1234 | 60 Mesh Screen for Sifter | Sefar | 7100-2932-006-05
MA 513 | Tablet Counter | Rx count corp | HMS2 | 5954 | 05486
MA 596 | Capper Machine | KAPS-ACC | A6 | 4360 | 05454
MA 971 | Sifter | KCK Gardner | K 300 C | 47260/1
MA 1334 | Pressure Differential Gauge | Dwyer | 2300-0 | W46ACLH | 07759
MA 334 | Chart recorder | Dickson | TH802 | 09042103
MA 658 | Screen for Shifter #20 mesh | CEMACH Machineries | AMTS/12071/12-13 | 18-01-2012
MA 1444 | Super Seal Ultra (Induction Sealer) | Enercon | Super Seal | EAP18APS016
MA 1028 | Roll compactor | Kevin Model | KMRC120x40 | 3000000006109 | 06661
MA 582 | Mixture (GAST) |  | 2AM-FCC-1 | 410006460 | 07701
MA 1061 | Hand screen (sieve # 18) | Newark wire cloth company | 301667 | USSTD70130
MA 379 | Chart Recorder | Dickson | TH802 | 9204130
MA 1742 | Humidity Circular Charter | Dickson | TH8P2 | 16362980 | 07860
MA 1142 | Scale | Sartorius | IW2P1U-30ED-L | 33463092 | 06762
MA 1620 | 22 Mesh Screen | SWECO | 22MILL/8M NCH | 24B8N022LXXX1XS
MA 1132 | 20L container with lid | American international container | 17041
MA 201 | Labeler Machine | Collamnt | 3100
MA 616 | Mechanical Sifter | Cemach | 30" |  | 05620
MA 838 | Digimatic Caliper | Mitutoyo | CD-6" ASX | 13267686 | 07811
MA 240 | Chart recorder | Dickson | TH802 | 8002331
MA 382 | Friabilator | Vangaurd | LIC-2 | 090909521 | 05794
MA 261 | Tablet Printing Machine | Markem | 156A MK III | 948365 | 05546
MA 508 | Sejong Rotary Tablet Press | MRC-36N | MRC-36N | OT 200001-05
MA 1165 | Magnehelic Gauge | Dwyer Instruments Inc. | 2300-0 | W30U DO | 07731
MA 1380 | Filter Bag for Chlorpromazine HCl Tablets USP | Kavon Filter Products, Inc. | Style 555-PEC (20-30 CFM)
MA 1106 | 30 Mesh Screen (Hand screen) | Fisher brand |  | 124622424
MA 386 | Chart recorder | DICKSON |  | 09292121
MA 577 | Balance | Radwag | AS 220/C/2 | 332169/11 | 05799
MA 1990 | Temperature/Humidity Data Logger | OCEASOFT | COBALT X2 | E80C00002853
MA 028 | Chart Recorder | Dichson | THDX | 05015122 | 05633
MA 1556 | AHU- 301 | York International corporation | RPS040CLA/FC/15 | 37F00597-00 | 07962
MA 626 | Temp/ Humidity Recorder (Data Logger) | Omega Engineer | OM-CP RH Temp 101A | N80679
MA 1507 | Automatic tablet and capsule counter |  | Rx-4 | 42554 | 07730
MA 1117 | Leak Test Apparatus | Pharma Test | PT-LT | 21487 | 07870
MA 086 | Stirrer |  | 30 inch Long |  | 07914
MA 1645 | Magnehelic Gauge | Dwyer Instruments Inc. | 2300-0 | W36AD KM
MA 1443 | Rotary Screw-On Capper | Pharma-Pack | PCR-2510 CR180156 | CR1802156 | 07316
MA 787 | Temperature and Humidity Recorder | Omega Engineer | OM-CP RH Temp 101A | P26322
MA 1780 | USA Standard Testing Sieve | VWR | 60 | 60SS8F778415
MA 388 | Magnehelic Differential Pressure Gauge | Dwyer | 2300-0 | W30U AL | 05512
MA 2012 | Dust Collector (Portable) | VCL-300 Series | VCL-300 Series | 1362
MA 1273 | Dehumidifier | DRI-EAZ | F203-A | 111007
MA 2077 | Luxaire 7.5 - Ton RTU | LUXAIRE (A YORK 10) | ZJ090N18R4A1AAA1A3 | N2A3372253
MA 1049 | Purified water system | ELGA | ULXXXANM2-UJ | ULT00003073 | 09504
MA 1968 | 100mg Leaf Weight ASTM Class I | Rice Lake | N/A | 9TXP W/DOT
MA 824 | Temperature and Humidity Recorder | OMEGA | OM-CP-RHTEMP 101A-CERT | P34235
MA 1567 | Chart Recorder | Dickson | TH8P2 (Sensor: R200) | 16319088 (Sensor 16317657) | 07869
MA 846 | Balance | RADWAG | AS220R2 | 415483 | 07881
MA 818 | Temperature and Humidity Recorder | OMEGA | OM-CP-RHTEMP 101A-CERT | P34203
MA 311 | Empty capsule sorter elevator | Pam | SE-100 | SE-315 | 05599
MA 1975 | Temperature/Humidity Data Logger | OCEASOFT | COBALT X2 | E80C00002D42
MA 1955 | Temperature/Humidity Data Logger | OCEASOFT | COBALT X2 | E70C00001B3A
MA 1626 | Balance | Adam | CBK CKT8H | AEA90117 | 07755
MA 1093 | Multimeter | Fluke | 117 | 33680936WS | 08036
MA 1570 | Humidity Circular Charter | Dickson | TH8P2 (Sensor: R200) | 16340555 (Sensor 16338580) | 07842
MA 511 | Fluid Bed System | Vector Corporation | VFC-Lab 3 | FL-511 46456 | 05672
MA 741 | Induction Sealer | Automate Technologies | AM-250 | A26873 | 07145
MA 158 | Weight Box |  |  |  | 07923
MA 044 | Single Port Sample Thief |  | 0.45 CC, 3 ft |  | 07823
MA 1803 | Heater | Mokon | HR4024TE | 8000837
MA 1892 | Triple Display Timer | Control Company | 5025 | 200623859
MA 1041 | Semi-automatic tablet testing system | Pharmatron | Smart test 50 | 301.0329
MA 1605 | Tablet Deduster | Key International | TD-101 | TD-SO-7036-1 | 07846
MA 1767 | Diaphragm Pump | Yamada America, Inc. | NDP-15 FPS Drum | A87011 | 07665
MA 275 | Magnehelic Differential pressure gauge | DWYER | 2033-0 | R0807380WH37 | 05630
MA 441 | Table Scale 8 kg/16 lb | Adam | CBK 16AH | AE 683164 | 05453
MA 218 | Pressure Gauge | Dwyer Instruments, Inc | 2300-0 | R070820GA9 | 05524
MA 1146 | Scale | Adam | CBK 16aH | AE6831029
MA 410 | Floor Scale 75 kg/165 lb. | ADAM | GFK 165AH | AE8251
MA 2075 | Astro Pneumatic Air Operated Paint Shaker (4550A) | Astro Pneumatic Tool Company | 4550A | N/A
MA 1588 | Humidity Circular Charter | Dickson | TH8P2 | 16342168 | 07752
MA 1945 | CFM NILFISK DUST COLLECTOR | NILFISK | 3151 | 07AC779
MA 785 | Temperature and Humidity Recorder | Omega Engineer | OM-CP RH Temp 101A | P23526
MA 1938 | Roof Top AHU UNIT | BRYANT | 580JE08N180ALA0AAA | 3321P32241
MA 667 | Metal Detector |  | THS/PH21E | 21100247003 | 05614
MA 1367 | Temperature and Humidity Data Logger | Omega | OM-CP-RHTemp101A | Q55164
MA 1686 | 75 Gallon SS Process Tank (Lightnin Mixer) | Process Solutions | SVT | 22697 | 09593
MA 2015 | Triple Display Timer | Control Company | 5025,90225-39 | 210779780
MA 231 | Pressure Gauge | Dwyer Instruments Inc. | 2000-00C | W21SKK
MA 1640 | ACG Coating Pan | ACG Pharma tech | SC500 | 093S | 09727
MA 1673 | Humidity Circular Charter | Dickson | TH8P2 | 16358556 | 07875
MA 1906 | Pressure Gauge | NORGREN | N/A | N/A
MA 1667 | Differential Pressure Gauge | Dwyer Instruments, Inc. | 2805 | 2E7Q.M3XD.1YQM.Q2PQ | 07964
MA 938 | Screen# 20 (sandwich screen) | SWECO | Part#24024M020
MA 159 | SS Screen for Sweco Sifter | Sweco | SCRN STP 24" 32TNCH
MA 1369 | Temperature and Humidity Data Logger | Omega | OM-CP-RHTemp101A | Q55167
MA 434 | Floor Scale | ADAM | GFK 330 AH | AE 8261 | 07789
MA 595 | Digital Caliper | Mitutoyo CD-8"CSX | 500-197-20 | 11695642 | 05467
MA 1969 | Temperature/Humidity Data Logger | OCEASOFT | COBALT X2 | E80C00002A5B
MA 750 | Ross laboratory homogenizer | Ross & Charles son company | ME100L | 60204 | 05581
MA 383 | Friabilator | Vanguard | LIC-2 | 090909526 | 05926
MA 1840 | Air Handling Unit | Integrated Clean Room Technologies Pvt. Ltd | IAH-060 | 2512/1314/024
MA 503 | Tablet Hardness Tester | SCHLEUNIGER | 6D | 1165
MA 944 | Digital caliper | Mitutoyo | CD-6” CSX | 12357031
MA 331 | Tablet press | CEMACH Engineering | CMB 35 station | 144/109
MA 789 | Temperature and Humidity Recorder | Omega Engineer | OM-CP RH Temp 101A | P26351
MA 2042 | 60 Liter Loose Lid Container | Eagle Stainless | ST-43 | ST-43-316L-J
MA 648 | Digital Caliper | Mitutoyo | CD-6" CSX | 12357046 | 07809
MA 063 | Screen for Fitz mill Comminutor | Fitz Mill | 15310065
MA 1976 | Temperature/Humidity Data Logger | OCEASOFT | COBALT X2 | E80C00002C31
MA 1509 | SPT Labeler | PES | PES-WL-100 0150 | 0150 | 09564
MA 1566 | Humidity Circular Charter | Dickson | TH8P2 (Sensor: R200) | 16319292 (Sensor 16317664) | 07845
MA 1091 | Magnetic stirrer | IKA | C-MAG HS 7 DS1 | 3.414011 | 06360
MA 1353 | Temperature and Humidity Data Logger | Omega | OM-CP-RHTemp101A | Q54122
MA 1988 | Temperature/Humidity Data Logger | OCEASOFT | COBALT X2 | E80C00002A51
MA 897 | Cone mill Screen | Globe Pharma |  | 2A018R01530 (457)
MA 522 | Tablet Friability Tester | Vanguard Pharmaceutical machinery | LIC-2 | 091101603 | 05607
MA 1692 | Temperature and Relative Humidity Chart Recorder | Dickson | TH8P2 | 16366832 | 07864
MA 891 | Chart recorder | Dickson | TH8P2 | 14261080
MA 1806 | Dust Collector | Donaldson Company Inc | 2DF8 | IG368239-002 | 09837
MA 1920 | Exhaust Fan | Twin City Fan & Blower Company | F-126 | 97-126962-8-1
MA 956 | Scale | Radwag | WLC30/F1/R | 433407 | 07685
MA 1161 | Hand Screen | W.S Tyler |  | 163629696
MA 1324 | Digital Thermometer | Dwyer | DBTA3601 | N/A | 07695
MA 1472 | Refrigerator (RF-17) | Panasonic Healthcare Co. Ltd | MPR-1014R-PA | 13010007 | 09521
MA 1553 | AHU-116 | York International corporation | CP-87/ACF/30 | 96-1115661601P | 07958
MA 1607 | Tablet Deduster | Key International | TD-101 | TD-SO-7038-1 | 07766
MA 2019 | Traceable Thermohygrometer | Control Company | 4385, 37950-02 | 221648783
MA 1652 | Balance | Mettler Toledo | MX 5 | 1121063182 | 09625/09626
MA 1474 | High Shear Batch Mixer (Homogenizer) | Silverson Machines Inc | 275LS | 275LSB837 | 07909
MA 035 | Hand Screen Sieve #12 | Newark Wire Cloth Co. | USSTD70100 | USSTD70100 | 05696